## PCI Express CXL
Disclaimers:
Tektronix assumes no responsibility or liability for any errors or omissions in the content of this configuration.
The information contained in this config is provided on an "as is" basis for planning purpose only with no guarantee of any kind, express or implied.
Contact your local Tektronix Account Manager for latest configuration information. https://www.tek.com/en/buy/request-sales-contact
July 2023
PCI Express Configuration Tables
PCI Express Gen7
Application | Item | Vendor | Type | Requirement | Qty | Description | Notes
PCIe Gen7 BASE Tx | DPS77004SX or (2) DPO77002SX + sync cable | Tektronix | Equipment | Required | 1 | Dual Stack 70GHz Scope | 70GHz bandwidth oscilloscope. Requires ATI inputs of a dual-stack setup.
| DPO7RFK2 | Tektronix | Tek Accessory | Required | 2 | Attenuator Kit | 70GHz Attenuator kit + DC Blocks for ATI inputs.
| DPO7AFP | Tektronix | Tek Accessory | Optional | 1 | Aux front panel | Optional: Aux front panel for oscilloscope control.
| PCE7 (future option) | Tektronix | Software | Required | 1 | TekExpress Gen7 Tx | TekExpress PCIE Gen 7 Tx Software
| PCE6 | Tektronix | Software | Recommended | 1 | TekExpress Gen6 Tx | TekExpress PCIE Gen 6 Tx Software
| PCE5 | Tektronix | Software | Recommended | 1 | TekExpress Gen5 Tx | Required for Gen5 compatability
| PCE4 | Tektronix | Software | Recommended | 1 | TekExpress Gen4 Tx | Required for Gen4 compatability
| PCE3 | Tektronix | Software | Recommended | 1 | TekExpress Gen1/2/3 Tx | Required for Gen1/2/3 compatability
| PAMPCIE6 | Tektronix | Software | Required | 1 | PAMPCIe6: PAM Analysis (PAMJET) - PCIe Electrical | PAMPCIe6: PAM Analysis (PAMJET) - PCIe Electrical
| PAMJET-E* | Tektronix | Software | Required | 1 | PAMJET-E: PAM Analysis (PAMJET) - Electrical | PAMJET-E: PAM Analysis (PAMJET) - Electrical
| DJA | Tektronix | Software | Required | 1 | DPOJET Advanced option | DPOJET advanced Jitter, Eye & Timing Analysis SW option
| SDLA64 | Tektronix | Software | Recommended | 1 | Serial Data Link Analysis Software | Serial Data Link Analysis Software
* PAMJET-E not required if PAM4 option already owned.
(WIP) PCI Express Gen6
Application | Item | Vendor | Type | Requirement | Qty | Description | Notes
PCIe Gen6 CEM Tx | DPS75004SX | Tektronix | Equipment | Required | 1 | Dual Stack 50GHz SX Scope | 50G or higher bandwidth. Backwards compatible with PCIE 1/2/3/4/5. Option key 4 (50XL) required for System Tx testing of Ref Clock.
| DPO7AFP | Tektronix | Tek Accessory | Optional | 1 | Aux front panel | Control panel for SX scope (knobs and buttons)
| DPO7RFK2 | Tektronix | Tek Accessory | Required | 2 | Attenuator Kit | Attenuator kit + DC Blocks
| C7239 | CentricRF | 3rd Party | Optional | 2 | 2.92mm Female to 2.4mm Female Adapter Right Angle VSWR 1.15 40Ghz | Optional adapters to reduce the protrusion distance of the ATI SX scope front end. FMAD1227 from Fairview Microwave can be another option.
| PCE6 | Tektronix | Software | Required | 1 | TekExpress Gen6 Tx | Tekflow
| PCE5 | Tektronix | Software | Required | 1 | TekExpress Gen5 Tx | Requires PCE3/PCE4 option to support PCI Express Gen1/2/3/4 TekExpress Compliance/Debug Automation with DPOJet Measurements Software
| PCE4 | Tektronix | Software | Recommended | 1 | TekExpress Gen4 Tx | Required for Gen4 compatability
| PCE3 | Tektronix | Software | Recommended | 1 | TekExpress Gen1/2/3 Tx | Required for Gen1/2/3 compatability
| DJA | Tektronix | Option | Required | 1 | DPOJET Advanced option | DPOJET advanced option
| SDLA64 | Tektronix | Option | Optional | 1 | Serial Data Link Analysis Software | Serial Data Link Analysis Software
| PAMPCIE6 | Tektronix | Software | Required | 1 | PAMPCIe6: PAM Analysis (PAMJET) - PCIe Electrical | PAMPCIe6: PAM Analysis (PAMJET) - PCIe Electrical
| PAMJET-E* | Tektronix | Software | Required | 1 | PAMJET-E: PAM Analysis (PAMJET) - Electrical | PAMJET-E: PAM Analysis (PAMJET) - Electrical
| Z2025A | Anritsu | Anritsu Accessory | Optional | 1 | USB Digital I/O Device | Optional: Lower cost solution for automated DUT pattern toggling. Choose 1: this or AFG. Additional Part Info : https://www.ni.com/en-us/support/model.usb-6501.html
| AFG31252 | Tektronix | Equipment | Optional | 1 | Arbitrary Function Generator | Optional: For automated DUT pattern toggling. Choose 1: this or Z2025A.
| C0118SB | CentricRF | 3rd Party | Optional | 2 | SMA Inner DC Block .01-18Ghz 1.0db Loss VSWR 1.35 S Steel 50V | For automated DUT Tx pattern toggling
| SD3241 | Fairview Microwave | 3rd Party | Optional | 2 | Inner DC Block From 10 MHz to 18 GHz With SMA Connectors | For automated DUT Tx pattern toggling
| 015-0572-00 | Tektronix | Tek Accessory | Optional | 2 | BNC to SMA Adaptor | For automated DUT Tx pattern toggling
| 174-6053-01 | Tektronix | Tek Accessory | Optional | 1 | USB 2.0 Cable - Type A to Type B Male; 6ft | Required when using AFG31252 for preset toggling
| 174-6659-01 | Tektronix | Tek Accessory | Optional | 1 | Cable pair; SMA - SMP cable pair | For AFG connection to DUT Rx Lane 0 (toggling)
| PMCABLE1M | Tekronix | Tek Accessory | Required | 1 | Cable pair; 2.92-to-2.92mm, Straight, 1.5ps matched, 40GHz | DUT Tx to Scope
| 174-6658-00 | Tektronix | Tek Accessory | Required | 1 | Cable pair; SMP-to-SMP, Right Angle, 2.5ps matched | For Manual DUT Preset Toggling
| 003-1939-xx | Tektronix | Tek Accessory | Optional | 1 | SMP terminator installation/extraction tool
| 03-1941-xx | Tektronix | Tek Accessory | Optional | 1 | SMP right-angle cable extraction tool.
| PCI 65_MMPX Kit | Huber Suhner | Tek Accessory | Optional | 1** | MMPX 50 Ohm Terminator | quantity depends on lane width
| ATX Power Supply | Corsair | 3rd Party | Required | 1 | ATX Power Supply for System Board Power | Required for System DUT power
| PCIe 5.0 CEM Test Fixture | PCI-SIG | Test Fixtures | Required | 1 | Gen 5 CEM Test Fixtures *** | Rev4 MMPX
| ZTM/ZTM2 | Mini-circuits | Equipment | Optional | 2**** | 40GHz RF switch for automated multi-lane testing | Contact Tektronix for model and configuration assistance
| SWX-PCE | Tektronix | Option | Optional | 1 | TekExpress Switch support | TekExpress Switch support
* PAMJET-E not required if PAM4 option already owned.
** Quantity depends upon the link width to be tested: x1 = Qty 0, x4 = Qty 6, x8 = Qty 14, x16 = Qty 32. Kit contains multiple terminators.
*** Gen5 CEM Test Fixtures are expected to be backwards compatible for Gen1/2/3/4 Tx, if not then Gen4 fixtures may be required.
****Quantity depends on the number of Lanes required to be switched
Application | Item | Vendor | Type | Requirement | Qty | Description | Notes
PCIe Gen6 CEM LEQ | MP1900A | Anritsu | Equipment | Required | 1 | ≥32Gb/s BERT with PAM4 PPG (MU196020A), PAM4 ED (MU196040B), and CDR (MU196060A) | **, *** , NRZ or PAM4 Config can be used for Gen3/4/5. Customer to work with Anritsu to get the exact BERT configuration and quote
| DPS75004SX | Tektronix | Equipment | Required | 1 | Dual Stack 50GHz Sx Scope | 50G or better. Backward compatible to PCIe Gen1/2/3/4/5 *
| DPO7AFP | Tektronix | Equipment | Optional | 1 | Auxiliary Front Panel
| DPO7RFK2 | Tektronix | Tek Accessory | Required | 2 | Attenuator Kit | Attenuator kit + DC Blocks + V-K adapters
| C7239 | CentricRF | 3rd Party | Optional | 2 | 2.92mm Female to 2.4mm Female Adapter Right Angle VSWR 1.15 40Ghz | Optional adapters to reduce the protrusion distance of the ATI SX scope front end. FMAD1227 from Fairview Microwave can be another option.
| DJA | Tektronix | Option | Required | 1 | DPOJET Advanced option | DPOJET advanced Jitter, Eye & Timing Analysis SW option (Used for Multi-tone SJ calibration for PCIe4/5/6, PLL BW measurements)
| SDLA64 | Tektronix | Option | Optional | 1 | Serial Data Link Analysis Software | Embedding/De-embedding/s-parameter filter generation/Receiver Virtualization & Analysis Software
| PMCABLE1M | Tektronix | Tek Accessory | Required | 2 or 3* | Cable pair; 2.92-to-2.92mm, Straight, 1.5ps matched, 1000mm, 40GHz | Equipment connection to fixtures and DUT
| 174-6663-01 | Tektronix | Tek Accessory | Optional | 0 or 1* | Cable pair; 2.92-to-2.92mm, Straight, 1.5ps matched, 500mm, 40GHz | Signal Connection between scope and BERT for Tx LEQ
| 174-6666-01 | Tektronix | Tek Accessory | Required | 1 | Cable; SMA-to-SMA, Right Angle-Right Angle, 500mm | Signal Connection between scope and BERT for Tx LEQ AUX Trigger
| 174-6659-01 | Tektronix | Tek Accessory | Required | 1 | Cable pair; SMA-to-SMP, Right Angle, 1ps phase-matched, 1000mm, 20GHz | Refclk connection between DUT & BERT
| MPR40M | Fairview Microwave | 3rd Party | Required | 2 | 2-Way Power Divider 2.92mm Connectors, 40 GHz | Split signal from DUT Tx to the scope and Error Detector
| C7035 | CentricRF | 3rd Party | Optional | 4 | Right Angle Male-Female 2.92mm adapter | Cable management
| C7049 | CentricRF | 3rd Party | Required | 2 | 2.92mm Male to 2.92mm Male Adaptor | Power divider output to scope input
| ZTM/ZTM2 | Mini-circuits | Equipment | Optional | 1 to 2 | 40GHz RF switch for automated multi-lane testing | Contact Tektronix for model and configuration assistance
| PowerUSB - Basic | PowerUSB | 3rd Party | Optional | 1 | Power USB Power Strip | Automate DUT power cycle
| PCIe 5.0 CEM Test Fixture | PCI-SIG | Test Fixtures | Required | 1 | Gen 5 CEM Test Fixtures ***** | Rev4 MMPX
| RXSW-NLP-PCIE6 | Tektronix | Software | Required | 1 | Gen5 BASE & CEM RX test software - Node-Locked, Perpetual | BERT stress calibration, JTOL, RX margin, test reports. Choose one license type.
| RXSW-NL1-PCIE6 | Tektronix | Software |  |  | Gen5 BASE & CEM RX test software - Node Locked, Time Based, 1 year
| RXSW-FLP-PCIE6 | Tektronix | Software |  |  | Gen5 BASE & CEM RX test software - Floating, Perpetual
| RXSW-FL1-PCIE6 | Tektronix | Software |  |  | Gen5 BASE & CEM RX test software - Floating, Time Based, 1 year
* Depending on the bench locations for the DUT, scope and BERT the user can either go with 2pr - PMCABLE1M and 1pr 174-6663-01, OR, 3pr - PMCABLE1M
** Cables required for connection between BERT modules shall be included by the 3rd party vendor
*** Configuration for BERT provided by Anritsu.
**** Another matched pair of cables (e.g. 174-6663-01) will be required if the Active redriver is used for Rx or Tx LEQ
***** Gen5 CEM Test Fixtures are not backwards compatible for Gen3 & Gen4 CEM Rx.
****** It is assumed MMPX cables and MMPX to SMA adaptor cables for test fixture connections are included with the fixture kit
Application | Item | Vendor | Type | Requirement | Qty | Description | Notes
PCIe Gen6 CEM PLL BW | MP1900A | Anritsu | Equipment | Required | 1 | ≥32Gb/s BERT with PAM4 PPG (MU196020A), PAM4 ED (MU196040B), and CDR (MU196060A) | NRZ or PAM4 Config can be used for Gen3/4/5. Customer to work with Anritsu to get the exact BERT configuration and quote
| DPS75004SX | Tektronix | Equipment | Required | 1 | Dual Stack 50GHz SX Scope | 50G or higher bandwidth. Backwards compatible with PCIE 1/2/3/4/5.
| DPO7AFP | Tektronix | Equipment | Optional | 1 | Auxiliary Front Panel
| DPO7RFK2 | Tektronix | Tek Accessory | Required | 2 | Attenuator Kit | Only required if scope is Dual Stack and using ATI Channels.
| PMCABLE1M | Tektronix | Tek Accessory | Required | 2 | Cable pair; 2.92-to-2.92mm, Straight, 1.5ps matched, 1000mm, 40GHz | Equipment connection to fixtures and DUT
| DJA | Tektronix | Option | Required | 1 | DPOJET Advanced option | DPOJET advanced Jitter, Eye & Timing Analysis SW option
| PCIe 5.0 CEM Test Fixture | PCI-SIG | Test Fixtures | Required | 1 | Gen 5 CEM Test Fixtures | Rev4 MMPX
| Z2025A | Anritsu |  | Optional | 1 | USB Digital I/O Device | Optional: Lower cost solution for automated DUT pattern toggling : Additional Part Info : https://www.ni.com/en-us/support/model.usb-6501.html
| RXSW-NLP-PLLBW-PCEG6 | Tektronix | Software | Required | 1 | PLLBW RX test software - Node-Locked, Perpetual | Choose one license type
| RXSW-NL1-PLLBW-PCEG6 | Tektronix | Software |  |  | PLLBW RX test software - Node-Locked, 1 year subscription
| RXSW-FLP-PLLBW-PCEG6 | Tektronix | Software |  |  | PLLBW RX test software - Floating, Perpetual
| RXSW-FL1-PLLBW-PCEG6 | Tektronix | Software |  |  | PLLBW RX test software - Floating, 1 year subscription
Application | Item | Vendor | Type | Requirement | Qty | Description | Notes
PCIe Gen6 Base Tx | DPS75004SX | Tektronix | Equipment | Required | 1 | Dual Stack 50GHz SX Scope | 50G or better. Backwards compatible with PCIE 1/2/3/4
| DPO7RFK2 | Tektronix | Tek Accessory | Required | 2 | Attenuator Kit | Attenuator kit + DC Blocks for ATI inputs.
| DPO7AFP | Tektronix | Tek Accessory | Optional | 1 | Aux front panel | Optional: Aux front panel for oscilloscope control.
| PCE6 | Tektronix | Software | Required | 1 | TekExpress Gen6 Tx | TekExpress PCIE Gen 6 Tx Software
| PCE5 | Tektronix | Software | Required | 1 | TekExpress Gen5 Tx | Required for Gen5 compatability
| PCE4 | Tektronix | Software | Recommended | 1 | TekExpress Gen4 Tx | Required for Gen4 compatability
| PCE3 | Tektronix | Software | Recommended | 1 | TekExpress Gen1/2/3 Tx | Required for Gen1/2/3 compatability
| PAMPCIE6 | Tektronix | Software | Required | 1 | PAMPCIe6: PAM Analysis (PAMJET) - PCIe Electrical | PAMPCIe6: PAM Analysis (PAMJET) - PCIe Electrical
| PAMJET-E* | Tektronix | Software | Required | 1 | PAMJET-E: PAM Analysis (PAMJET) - Electrical | PAMJET-E: PAM Analysis (PAMJET) - Electrical
| DJA | Tektronix | Software | Required | 1 | DPOJET Advanced option | DPOJET advanced Jitter, Eye & Timing Analysis SW option
| SDLA64 | Tektronix | Software | Recommended | 1 | Serial Data Link Analysis Software | Serial Data Link Analysis Software
| ZTM/ZTM2 | Mini-circuits | Equipment | Optional | 1 to 2 | 50GHz RF switch for automated multi-lane testing | Contact Tektronix for model and configuration assistance
| C7239 | CentricRF | 3rd Party | Optional | 2 | 2.92mm Female to 2.4mm Female Adapter Right Angle VSWR 1.15 40Ghz | Optional: adapters to reduce the protrusion distance of the ATI SX scope front end
| FMAD1227 | Fairview Microwave | 3rd Party | Optional | 2 | Miter RA 2.4mm Female to 2.92mm Female Adapter with Passivated Stainless Steel Body | Optional: adapters to reduce the protrusion distance of the ATI SX scope front end
| PMCABLE1M | Tektronix | Tek Accessory | Required | 1 | Cable pair; 2.92-to-2.92mm, Straight, 1.5ps phase-matched, 40GHz | Cables for connecting ATI inputs to DUT output/fixutre output.
* PAMJET-E not required if PAM4 option already owned.
Application | Item | Vendor | Type | Requirement | Qty | Description | Notes
PCIe Gen6 Base Rx | MP1900A | Anritsu | Equipment | Required | 1 | ≥32Gb/s BERT with PAM4 PPG (MU196020A), PAM4 ED (MU196040B), and CDR (MU196060A) | **, *** , NRZ or PAM4 Config can be used for Gen3/4/5. Customer to work with Anritsu to get the exact BERT configuration and quote
| DPS75004SX | Tektronix | Equipment | Required | 1 | Dual Stack 50GHz SX Scope | 50G or better. Backwards compatible with PCIE 1/2/3/4
| PAMPCIE6 | Tektronix | Software | Required | 1 | PAMPCIe6: PAM Analysis (PAMJET) - PCIe Electrical | PAMPCIe6: PAM Analysis (PAMJET) - PCIe Electrical
| PAMJET-E* | Tektronix | Software | Required | 1 | PAMJET-E: PAM Analysis (PAMJET) - Electrical | PAMJET-E: PAM Analysis (PAMJET) - Electrical
| DPO7AFP | Tektronix | Equipment | Optional | 1 | Auxiliary Front Panel
| DPO7RFK2 | Tektronix | Tek Accessory | Required | 2 | Attenuator Kit | Attenuator kit + DC Blocks + V-K adapters
| C7239 | CentricRF | 3rd Party | Optional | 2 | 2.92mm Female to 2.4mm Female Adapter Right Angle VSWR 1.15 40Ghz | Optional adapters to reduce the protrusion distance of the ATI SX scope front end. FMAD1227 from Fairview Microwave can be another option.
| DJA | Tektronix | Software | Required | 1 | DPOJET Advanced option | DPOJET advanced Jitter, Eye & Timing Analysis SW option (Used for Multi-tone SJ calibration for PCIe4/5/6, PLL BW measurements)
| SDLA64 | Tektronix | Software | Optional | 1 | Serial Data Link Analysis Software | Embedding/De-embedding/s-parameter filter generation/Receiver Virtualization & Analysis Software
| 174-6659-01 | Tektronix | Tek Accessory | Required | 1 | Cable; SMA-to-SMP, Right Angle, 1ps phase-matched, 1000mm, 20GHz | Refclk connection between DUT & BERT
| PMCABLE1M | Tektronix | Tek Accessory | Required | 3 | Cable; 2.92-to-2.92mm, Straight, 1.5ps matched, 1000mm, 40GHz | Equipment connections to relica channel & DUT
| ZTM/ZTM2 | Mini-circuits | Equipment | Optional | 1 to 2 | 40GHz RF switch for automated multi-lane testing | Contact Tektronix for model and configuration assistance
| PCIe 5.0 Base Fixture | PCI-SIG | Test Fixtures | Required | 1 | Gen 5 Base Rev3 Test Fixtures **** | Rev3 is Meg6 material with MMPX connectors *****
| RXSW-NLP-PCIE6 | Tektronix | Software | Required | 1 | Gen6 BASE RX test software - Node-Locked, Perpetual | BERT stress calibration, JTOL, RX margin, test reports. Choose one license type.
| RXSW-NL1-PCIE6 |  |  |  |  | Gen6 BASE RX test software - Node Locked, Time Based, 1 year
| RXSW-FLP-PCIE6 |  |  |  |  | Gen6 BASE RX test software - Floating, Perpetual
| RXSW-FL1-PCIE6 |  |  |  |  | Gen6 BASE RX test software - Floating, Time Based, 1 year
* PAMJET-E not required if PAM4 option already owned.
** Cables required for connection between BERT modules shall be included by the 3rd party vendor
*** Configuration for BERT provided by Anritsu.
**** Gen6 reuse Gen5 Base Test Fixtures given the same Nyquist frequency. The fixture are not backwards compatible for Gen3 & Gen4 Base Rx
***** It is assumed MMPX cables and MMPX to SMA adaptor cables for test fixture connections are included with the fixture kit
PCI Express Gen5
Application | Item | Vendor | Type | Requirement | Qty | Description | Notes
PCIe Gen5 CEM Tx | DPO73304SX or MSO/DPO73304DX | Tektronix | Equipment | Required | 1 | 33GHz Scope | Backwards compatible with PCIE 1/2/3/4. Cannot complete Gen 5 RX Cal.
| DPS75004SX* |  |  |  |  | Dual Stack 50GHz SX Scope | 50G or better. Backwards compatible with PCIE 1/2/3/4. If ATI channels used in refclk meas. Option key 4 (50XL) required. Required for RX Cal.
| DPO7AFP | Tektronix | Tek Accessory | Optional | 1 | Aux front panel | Control panel for SX scope (knobs and buttons)
| DPO7RFK2 | Tektronix | Tek Accessory | Required | 2 | Attenuator Kit | Attenuator kit + DC Blocks
| C7239 | CentricRF | 3rd Party | Optional | 2 | 2.92mm Female to 2.4mm Female Adapter Right Angle VSWR 1.15 40Ghz | Optional adapters to reduce the protrusion distance of the ATI SX scope front end
| PCE5 | Tektronix | Software | Required | 1 | TekExpress Gen5 Tx | Requires PCE3/PCE4 option to support PCI Express Gen1/2/3/4 TekExpress Compliance/Debug Automation with DPOJet Measurements Software
| PCE4 | Tektronix | Software | Recommended | 1 | TekExpress Gen4 Tx | Required for Gen4 compatability
| PCE3 | Tektronix | Software | Recommended | 1 | TekExpress Gen1/2/3 Tx | Required for Gen1/2/3 compatability
| DJA | Tektronix | Option | Required | 1 | DPOJET Advanced option | DPOJET advanced option
| SDLA64 | Tektronix | Option | Optional | 1 | Serial Data Link Analysis Software | Serial Data Link Analysis Software
| Z2025A | Anritsu | Anritsu Accessory | Optional | 1 | USB Digital I/O Device | Optional: Lower cost solution for automated DUT pattern toggling. Choose 1: this or AFG. Additional Part Info : https://www.ni.com/en-us/support/model.usb-6501.html
| AFG31252 | Tektronix | Equipment | Optional | 1 | Arbitrary Function Generator | Optional: For automated DUT pattern toggling. Choose 1: this or Z2025A.
| C0118SB | CentricRF | 3rd Party | Optional | 2 | SMA Inner DC Block .01-18Ghz 1.0db Loss VSWR 1.35 S Steel 50V | For automated DUT Tx pattern toggling
| SD3241 | Fairview Microwave | 3rd Party | Optional | 2 | Inner DC Block From 10 MHz to 18 GHz With SMA Connectors | For automated DUT Tx pattern toggling
| 015-0572-00 | Tektronix | Tek Accessory | Optional | 2 | BNC to SMA Adaptor | For automated DUT Tx pattern toggling
| 174-6053-01 | Tektronix | Tek Accessory | Optional | 1 | USB 2.0 Cable - Type A to Type B Male; 6ft | Required when using AFG31252 for preset toggling
| 174-6659-01 | Tektronix | Tek Accessory | Optional | 1 | Cable pair; SMA - SMP cable pair | For AFG connection to DUT Rx Lane 0 (toggling)
| PMCABLE1M | Tekronix | Tek Accessory | Required | 1 | Cable pair; 2.92-to-2.92mm, Straight, 1.5ps matched, 40GHz | DUT Tx to Scope
| 174-6658-00 | Tektronix | Tek Accessory | Required | 1 | Cable pair; SMP-to-SMP, Right Angle, 2.5ps matched | For Manual DUT Preset Toggling
| 003-1939-xx | Tektronix | Tek Accessory | Optional | 1 | SMP terminator installation/extraction tool
| 03-1941-xx | Tektronix | Tek Accessory | Optional | 1 | SMP right-angle cable extraction tool.
| PCI 65_MMPX Kit | Huber Suhner | Tek Accessory | Optional | 1** | MMPX 50 Ohm Terminator | quantity depends on lane width
| ATX Power Supply | Corsair | 3rd Party | Required | 1 | ATX Power Supply for System Board Power | Required for System DUT power
| PCIe 5.0 CEM Test Fixture | PCI-SIG | Test Fixtures | Required | 1 | Gen 5 CEM Test Fixtures | Rev4 MMPX
| ZTM/ZTM2 | Mini-circuits | Equipment | Optional | 2**** | 40GHz RF switch for automated multi-lane testing | Contact Tektronix for model and configuration assistance
| SWX-PCE | Tektronix | Option | Optional | 1 | TekExpress Switch support | TekExpress Switch support
* If ATI channels will be used for refclk measurements they will need Option Key 4 (50XL) . Adding support for Gen5 CEM Tx on 33GHz Tek Connect channels with interpolation.
** Quantity depends upon the link width to be tested: x1 = Qty 0, x4 = Qty 6, x8 = Qty 14, x16 = Qty 32. Kit contains multiple terminators.
*** Gen5 CEM Test Fixtures are expected to be backwards compatible for Gen1/2/3/4 Tx, if not then Gen4 fixtures may be required.
****Quantity depends on the number of Lanes required to be switched
Application | Item | Vendor | Type | Requirement | Qty | Description | Notes
PCIe Gen5 CEM LEQ | MP1900A | Anritsu | Equipment | Required | 1 | ≥32Gb/s BERT | **, *** , NRZ or PAM4 Config can be used for Gen3/4/5. Customer to work with Anritsu to get the exact BERT configuration and quote
| DPS75004SX | Tektronix | Equipment | Required | 1 | Dual Stack 50GHz Sx Scope | 50G or better. Backward compatible to PCIe Gen1/2/3/4 *
| DPO7AFP | Tektronix | Equipment | Optional | 1 | Auxiliary Front Panel
| DPO7RFK2 | Tektronix | Tek Accessory | Required | 2 | Attenuator Kit | Attenuator kit + DC Blocks + V-K adapters
| C7239 | CentricRF | 3rd Party | Optional | 2 | 2.92mm Female to 2.4mm Female Adapter Right Angle VSWR 1.15 40Ghz | Optional adapters to reduce the protrusion distance of the ATI SX scope front end
| DJA | Tektronix | Option | Required | 1 | DPOJET Advanced option | DPOJET advanced Jitter, Eye & Timing Analysis SW option (Used for Multi-tone SJ calibration for PCIe4/5/6, PLL BW measurements)
| SDLA64 | Tektronix | Option | Optional | 1 | Serial Data Link Analysis Software | Embedding/De-embedding/s-parameter filter generation/Receiver Virtualization & Analysis Software
| PMCABLE1M | Tektronix | Tek Accessory | Required | 2 or 3* | Cable pair; 2.92-to-2.92mm, Straight, 1.5ps matched, 1000mm, 40GHz | Equipment connection to fixtures and DUT
| 174-6663-01 | Tektronix | Tek Accessory | Optional | 0 or 1* | Cable pair; 2.92-to-2.92mm, Straight, 1.5ps matched, 500mm, 40GHz | Signal Connection between scope and BERT for Tx LEQ
| 174-6666-01 | Tektronix | Tek Accessory | Required | 1 | Cable; SMA-to-SMA, Right Angle-Right Angle, 500mm | Signal Connection between scope and BERT for Tx LEQ AUX Trigger
| 174-6659-01 | Tektronix | Tek Accessory | Required | 1 | Cable pair; SMA-to-SMP, Right Angle, 1ps phase-matched, 1000mm, 20GHz | Refclk connection between DUT & BERT
| MPR40M | Fairview Microwave | 3rd Party | Required | 2 | 2-Way Power Divider 2.92mm Connectors, 40 GHz | Split signal from DUT Tx to the scope and Error Detector
| C7035 | CentricRF | 3rd Party | Optional | 4 | Right Angle Male-Female 2.92mm adapter | Cable management
| C7049 | CentricRF | 3rd Party | Required | 2 | 2.92mm Male to 2.92mm Male Adaptor | Power divider output to scope input
| ZTM/ZTM2 | Mini-circuits | Equipment | Optional | 1 to 2 | 40GHz RF switch for automated multi-lane testing | Contact Tektronix for model and configuration assistance
| G0430A | Anritsu | 3rd Party | Required | 1 | Active Gen5 Redriver (back channel equalization) **** | High loss back channels (DUT Tx to Error Detector) may need Active Equalization
| PowerUSB - Basic | PowerUSB | 3rd Party | Optional | 1 | Power USB Power Strip | Automate DUT power cycle
| PCIe 5.0 CEM Test Fixture | PCI-SIG | Test Fixtures | Required | 1 | Gen 5 CEM Test Fixtures | Rev4 MMPX
| RXSW-NLP-PCIE5 | Tektronix | Software | Required | 1 | Gen5 BASE & CEM RX test software - Node-Locked, Perpetual | BERT stress calibration, JTOL, RX margin, test reports. Choose one license type.
| RXSW-NL1-PCIE5 | Tektronix | Software |  |  | Gen5 BASE & CEM RX test software - Node Locked, Time Based, 1 year
| RXSW-FLP-PCIE5 | Tektronix | Software |  |  | Gen5 BASE & CEM RX test software - Floating, Perpetual
| RXSW-FL1-PCIE5 | Tektronix | Software |  |  | Gen5 BASE & CEM RX test software - Floating, Time Based, 1 year
* Depending on the bench locations for the DUT, scope and BERT the user can either go with 2pr - PMCABLE1M and 1pr 174-6663-01, OR, 3pr - PMCABLE1M
** Cables required for connection between BERT modules shall be included by the 3rd party vendor
*** Configuration for BERT provided by Anritsu.
**** Another matched pair of cables (e.g. 174-6663-01) will be required if the Active redriver is used for Rx or Tx LEQ
***** Gen5 CEM Test Fixtures are not backwards compatible for Gen3 & Gen4 CEM Rx.
Application | Item | Vendor | Type | Requirement | Qty | Description | Notes
PCIe Gen5 CEM PLL BW | MP1900A | Anritsu | Equipment | Required | 1 | ≥32Gb/s BERT | NRZ or PAM4 Config can be used for Gen3/4/5. Customer to work with Anritsu to get the exact BERT configuration and quote
| DPO73304SX | Tektronix | Equipment | Required | 1 | Single Stack 33GHz or better (e.g. Dual Stack 50GHz Sx Scope) | 33G or better. Backward compatible to PCIe Gen1/2/3/4. Minimum 2 channels for cable pair, 1 channel for probe.
| DPO7AFP | Tektronix | Equipment | Optional | 1 | Auxiliary Front Panel
| DPO7RFK2 | Tektronix | Tek Accessory | Required | 2 | Attenuator Kit | Only required if scope is Dual Stack and using ATI Channels.
| PMCABLE1M | Tektronix | Tek Accessory | Required | 2 | Cable pair; 2.92-to-2.92mm, Straight, 1.5ps matched, 1000mm, 40GHz | Equipment connection to fixtures and DUT
| DJA | Tektronix | Option | Required | 1 | DPOJET Advanced option | DPOJET advanced Jitter, Eye & Timing Analysis SW option
| PCIe 5.0 CEM Test Fixture | PCI-SIG | Test Fixtures | Required | 1 | Gen 5 CEM Test Fixtures | Rev4 MMPX
| Z2025A | Anritsu | Equipment | Optional | 1 | USB Digital I/O Device | Optional: Lower cost solution for automated DUT pattern toggling : Additional Part Info : https://www.ni.com/en-us/support/model.usb-6501.html
| RXSW-NLP-PLLBW-PCEG5 | Tektronix | Software | Required | 1 | PLLBW RX test software - Node-Locked, Perpetual | Choose one license type
| RXSW-NL1-PLLBW-PCEG5 | Tektronix | Software |  |  | PLLBW RX test software - Node-Locked, 1 year subscription
| RXSW-FLP-PLLBW-PCEG5 | Tektronix | Software |  |  | PLLBW RX test software - Floating, Perpetual
| RXSW-FL1-PLLBW-PCEG5 | Tektronix | Software |  |  | PLLBW RX test software - Floating, 1 year subscription
Application | Item | Vendor | Type | Requirement | Qty | Description | Notes
PCIe Gen5 Base Tx | DPO73304SX or MSO/DPO73304DX | Tektronix | Equipment | Required | 1 | 33GHz Scope | Backwards compatible with PCIE 1/2/3/4. Cannot complete Gen 5 RX Cal.
| DPS75004SX* |  |  |  |  | Dual Stack 50GHz SX Scope | 50G or better. Backwards compatible with PCIE 1/2/3/4. If ATI channels used in refclk meas. Option key 4 (50XL) required. Required for RX Cal.
| DPO7RFK2 | Tektronix | Tek Accessory | Required | 2 | Attenuator Kit | Attenuator kit + DC Blocks
| C7239 | CentricRF | 3rd Party | Optional | 2 | 2.92mm Female to 2.4mm Female Adapter Right Angle VSWR 1.15 40Ghz | Optional adapters to reduce the protrusion distance of the ATI SX scope front end. FMAD1227 from Fairview Microwave can be another option.
| DPO7AFP | Tektronix | Tek Accessory | Optional | 1 | Aux front panel | Aux front panel
| 103-047-00 | Tektronix | Tek Accessory | Required | 2 | Connector Savers (1.85mm) | 1.85mm scope channel input connection
| PCE5 | Tektronix | Software | Required | 1 | TekExpress Gen5 Tx | Requires PCE3/PCE4 option to support PCI Express Gen1/2/3/4 TekExpress Compliance/Debug Automation with DPOJet Measurements Software
| PCE4 | Tektronix | Software | Recommended | 1 | TekExpress Gen4 Tx | Required for Gen4 compatability
| PCE3 | Tektronix | Software | Recommended | 1 | TekExpress Gen1/2/3 Tx | Required for Gen1/2/3 compatability
| DJA | Tektronix | Software | Required | 1 | DPOJET Advanced option | DPOJET advanced option, Jitter Analysis
| SDLA64 | Tektronix | Software | Required | 1 | Serial Data Link Analysis Software | Serial Data Link Analysis Software
| ZTM/ZTM2 | Mini-circuits | Equipment | Optional | 1 to 2 | 40GHz RF switch for automated multi-lane testing | Contact Tektronix for model and configuration assistance
| PMCABLE1M | Tektronix | Tek Accessory | Required | 2 | Cable Pair; 2.92-to-2.92mm, Straight, 1.5ps matched, 40GHz | DUT to replica & replica to scope **
* If ATI channels will be used for refclk measurements they will need Option Key 4 (50XL)
** Additional adaptors and/or cables may be needed if eval & replica boards are not 2.92mm compatible
Application | Item | Vendor | Type | Requirement | Qty | Description | Notes
PCIe Gen5 100MHz Ref-Clk | MSO64B or DPO70604C * | Tektronix | Equipment | Required | 1 | ≥5GHz real-time scope
| PCE5 ** | Tektronix | Software | Required | 1 | TekExpress Gen5 Tx | 3rd party reflck app will work - ex:Silicon Labs equiv. will work as well.
| TDP7706 or P7706 | Tektronix | Probes | Optional | 2 | ≥5GHz active probes
| PMCABLE1M | Tektronix | Tek Accessory | Required | 1 | Cable pair; 2.92-to-2.92mm, Straight, 1.5ps matched, 40GHz
| 015-0572-00 *** | Tektronix | Tek Accessory | Optional | 1 | BNC to SMA Adaptor | When used with MSO64B
* Can use same scope used in Base/CEM testing as well. Listed are low bandwidth options.
** PCE5 software option required for DPO70604C, not required with MSO 6 Series
*** Only required if using scope (such as MSO 6) with BNC channel inputs.
Application | Item | Vendor | Type | Requirement | Qty | Description | Notes
PCIe Gen5 Base Rx | MP1900A | Anritsu | Equipment | Required | 1 | ≥32Gb/s BERT | **, *** , NRZ or PAM4 Config can be used for Gen3/4/5. Customer to work with Anritsu to get the exact BERT configuration and quote
| DPS75004SX | Tektronix | Equipment | Required | 1 | Dual Stack 50GHz SX Scope | 50G or better. Backwards compatible with PCIE 1/2/3/4
| DPO7AFP | Tektronix | Equipment | Optional | 1 | Auxiliary Front Panel
| DPO7RFK2 | Tektronix | Tek Accessory | Required | 2 | Attenuator Kit | Attenuator kit + DC Blocks + V-K adapters
| C7239 | CentricRF | 3rd Party | Optional | 2 | 2.92mm Female to 2.4mm Female Adapter Right Angle VSWR 1.15 40Ghz | Optional adapters to reduce the protrusion distance of the ATI SX scope front end
| DJA | Tektronix | Software | Required | 1 | DPOJET Advanced option | DPOJET advanced Jitter, Eye & Timing Analysis SW option (Used for Multi-tone SJ calibration for PCIe4/5/6, PLL BW measurements)
| SDLA64 | Tektronix | Software | Optional | 1 | Serial Data Link Analysis Software | Embedding/De-embedding/s-parameter filter generation/Receiver Virtualization & Analysis Software
| 174-6659-01 | Tektronix | Tek Accessory | Required | 1 | Cable; SMA-to-SMP, Right Angle, 1ps phase-matched, 1000mm, 20GHz | Refclk connection between DUT & BERT
| PMCABLE1M | Tektronix | Tek Accessory | Required | 3 | Cable; 2.92-to-2.92mm, Straight, 1.5ps matched, 1000mm, 40GHz | Equipment connections to relica channel & DUT
| ZTM/ZTM2 | Mini-circuits | Equipment | Optional | 1 to 2 | 40GHz RF switch for automated multi-lane testing | Contact Tektronix for model and configuration assistance
| PCIe 5.0 Base Fixture | PCI-SIG | Test Fixtures | Required | 1 | Gen 5 Base Rev3 Test Fixtures **** | Rev3 is Meg6 material with MMPX connectors *****
| RXSW-NLP-PCIE5 | Tektronix | Software | Required | 1 | Gen5 BASE & CEM RX test software - Node-Locked, Perpetual | BERT stress calibration, JTOL, RX margin, test reports. Choose one license type.
| RXSW-NL1-PCIE5 |  |  |  |  | Gen5 BASE & CEM RX test software - Node Locked, Time Based, 1 year
| RXSW-FLP-PCIE5 |  |  |  |  | Gen5 BASE & CEM RX test software - Floating, Perpetual
| RXSW-FL1-PCIE5 |  |  |  |  | Gen5 BASE & CEM RX test software - Floating, Time Based, 1 year
* If ATI channels will be used for refclk measurements they will need Option Key 4 (50XL)
** Cables required for connection between BERT modules shall be included by the 3rd party vendor
*** Configuration for BERT provided by Anritsu.
**** Gen5 BaseTest Fixtures are not backwards compatible for Gen3 & Gen4 Base Rx
***** It is assumed MMPX cables and MMPX to SMA adaptor cables for test fixture connections are included with the fixture kit
Application | Item | Vendor | Type | Requirement | Qty | Description | Notes
PCIe Gen4 CEM Tx | MSO/DPO72504DX or DPO73304SX | Tektronix | Equipment | Required | 1 | High Bandwidth Scope. 25GHz+, 4 Ch Req. | For System DUT - recommend using Diff Probes, so that scope with 2 Channels at 100GS/s, 25GHz BW is needed. When using TCA292 adaptor, 4 Channels at 100GS/s, 25GHz BW is needed. For AIC DUT - 2 Channels at 100GS/s, 25GHz BW is needed.
| DPS73308SX or DPS75004SX |  |  |  |  | Dual Stack High Bandwidth Scope. 25GHz+, 4 Ch Req.
| TCA-292MM or TCA292D | Tektronix | Equipment | Required | * | Choose 292 adaptors OR Probes: 292 Adapters for Scope Channel Inputs. Direct Connect - No Probe. Will require a cable connection from adaptor to DUT | Choose either 292 or Diff Probe Connection Type. 292 Recommended. Diff Probes only REQUIRED for SYSTEM testing. TCA292D=33GHz BW, TCA-292MM=25GHz BW
| P7625 + P76CA-292C |  | Equipment | Optional | ** | Choose 292 adaptors OR Probes: 25GHz active differential probe + Adapter for P7600 probe to 2.92mm RF connectors
| Z2025A | Anritsu | 3rd Party | Recommended | 1 | USB Digital I/O Device | Optional: Lower cost solution for automated DUT pattern toggling. Choose 1: this or AFG. Additional Part Info : https://www.ni.com/en-us/support/model.usb-6501.html
| AFG31252 | Tektronix | Equipment | Optional | 1 | Arbitrary Function Generator | Optional: For automated DUT pattern toggling. Choose 1: this or Z2025A.
| 131-9399-00 | Tektronix | Tek Accessory | Optional | *** | SMP-F 50 Ohm terminator | Some Add-In Card require termination for unused lanes. Required if this is the case.
| 174-6053-00 | Tektronix | Tek Accessory | Optional | 1 | USB 2.0 compliant cable - Type A Male to Tybe B Male, 6ft | Required when using AFG31252 for preset toggling
| 174-6658-00 | Tektronix | Tek Accessories | Required | 1 | Cable pair;2.92-to-SMP, Right Angle-Right Angle, 2.5ps matched, 305mm | For manual DUT Preset Toggling
| 174-6660-00 | Tektronix | Tek Accessory | Optional | 2 | DC Block, 18GHz | For automated DUT Preset Toggling
| PMCABLE1M **** | Tektronix | Tek Accessory | Required | 1 per lane | Cable pair; 2.92mm-to-2.92mm, Straight, 1.5ps matched, 1000mm | Total quantity will depend upon the number of lanes tested. Each extra lane tested will also need a pair of SMA-SMP adapter cables.
| PCIe Gen 4 Test Fixtures | PCI-SIG | 3rd Party | Required | 1 | CBB/CLB/ISI Board of PCIE 4.0 Rev2.0 | Available only from PCI-SIG directly
| ZTM/ZTM2 | Mini-circuits | Equipment | Optional | 1 to 2 | 26.5GHz RF switch for automated multi-lane testing | Contact Tektronix for model and configuration assistance
| ATX Power supply | Corsair | 3rd Party | Required | 1 | ATX power supply for System board power | As required for DUT power. Any vendor ATX power supply will work.
| SWX-PCE | Tektronix | Option | Optional | 1 | TekExpress Switch support | TekExpress Switch support
| PCE4 | Tektronix | Software | Required | 1 | TekExpress PCIe Gen4 TX Compliance/Debug SW Pkg
| PCE3 | Tektronix | Software | Recommended | 1 | TekExpress PCIe Gen3/2/1 TX Compliance/Debug SW Pkg | Required for Gen1/2/3 compatability
| DJA | Tektronix | Software | Required | 1 | DPOJET Advanced option | DPOJET advanced Jitter, Eye & Timing Analysis SW option
| SDLA64 | Tektronix | Software | Optional | 1 | Serial Data Link Analysis SW option | Recommended: Embedding/De-embedding/s-parameter filter generation/Receiver Virtualization & Analysis Software
* For TCA-292MM OR TCA292D adaptor connection w/ AIC, Quantity: 2
** For Diff Probe Connection w/ AIC, Quantity: 1
** P7625 + P76CA-292C is required for System testing to achieve required sample rates, Quantity: 2. TCA-292MM/TCA292D NOT SUFFICIENT FOR SYSTEM TESTING
** Differential probes may be required for Gen 4 CEM Tx Dual Port testing
*** Only required if AIC requires termination for unused lanes. Quantity depends upon the number of lanes to be tested: x1 = Qty 0, x4 = Qty 6, x8 = Qty 14, x16 = Qty 30
**** Only required for AIC testing. Will be required for multi-lane SYSTEM testing with an RF Switch
***** Quantity depends on the number of Lanes required to be switched
Gen 4 CEM TX Configuration Note -
For AIC testing - TCA-SMA-292D TekConnect adapters can be used across four scope channels, yielding 2 effective differential channels. 1 effective differential channel is required at minimum (2x TCA-SMA-292D).
For AIC testing - P7625 probes with P76CA-SMP accessories can be used in each available scope channel yielding a full differential channel for each probe used. 1 effective differential channel is required at minimum (1x P7625, 1x P76CA-SMP).
For System testing - P7625 probes are required to achieve 100GS sampling rate for CEM System testing. Resulting in a minimum requirement of (2) P7625 and (2) P76CA-SMP accessories.
Application | Item | Vendor | Type | Requirement | Qty | Description | Notes
PCIe Gen4 CEM RX & LEQ | DPO72504DX, DPO73304SX | Tektronix | Equipment | Required | 1 | ≥25GHz minimum bandwidth scope
| DJA | Tektronix | Option | Required | 1 | DPOJET Advanced option | DPOJET advanced Jitter, Eye & Timing Analysis SW option
| MP1900A | Anritsu | Equipment | Required | 1 | Anritsu ≥16Gb/s BERT, add RXSW-XXX-PCIE4C RX software | NRZ or PAM4 Config can be used for Gen3/4/5. Customer to work with Anritsu to get the exact BERT configuration and quote
| 174-6659-00 | Tektronix | Tek Accessories | Required | 1 | Cable pair; 2.92mm-to-SMP, Right Angle, 1ps matched, 1000mm, 20GHz | PCIe refclk from BERT to CBB (AIC) or Pcie refclk out of CLB to BERT refclk input
| 174-6663-01 | Tektronix | Tek Accessories | Required | 0 or 1 * | Cable pair; 2.92mm-to-2.92mm, Straight, 1.5ps matched, 500mm, 40GHz | Power divider out to Error Detector in
| 174-6666-01 | Tektronix | Tek Accessories | Required | 1 | Cable; SMA-to-SMA, Right Angle-Right Angle, 500mm, 20GHz | Pattern Trigger out to TekScope Aux input
| PMCABLE1M | Tektronix | Tek Accessories | Required | 2 or 3 * | Cable pair; 2.92mm-to-2.92mm, Straight, 1.5ps matched, 1000mm, 40GHz | BERT TX out to DUT RX in and DUT TX out to Power Divider input.
| SMP Terminator | Fairview Microwave | 3rd Party | Required | ** | 50 Ohm (Female) | Or any equivalent
| MPR40-2 | Fairview Microwave | 3rd Party | Required | 2 | 2-Way Power Divider 2.92mm Connectors, 40 GHz | Or equivalent
| SM3242 | Fairview Microwave | 3rd Party | Required | 2 | Adapter, 2.92mm Male to 2.92mm Male | Power divider output to TekScope input
| ATX Power supply | Corsair | 3rd Party | Required | 1 | ATX power supply for System board power | As required for DUT power. Any vendor ATX power supply will work.
| PCIe Gen 4 Test Fixtures | PCI-SIG | 3rd Party | Required | 1 | Gen4 CBB, CLB and Variable ISI board | Available only from PCI-SIG directly
| SMP-SMP Cables *** | PCI-SIG | 3rd Party | Required | 4 | SMP-SMP cables
| SMA-SMP (2.6") *** | PCI-SIG | 3rd Party | Required | 4 | SMA-SMP cables
| PowerUSB – Basic | Power USB | 3rd Party | Optional | 1 | PowerUSB power strip | For DUT reset automation. Not compatable with 240VAC systems
| AH54192A | Anritsu | 3rd Party | Optional | 1 | PCIe Gen4 Active Redriver (back channel equalization) | High loss back channels (DUT Tx to Error Detector) may need Active Equalization
| C7035 | CentricRF | 3rd Party | Recommended | 6 | Adapter; 2.92mm Right Angle Male-Female | BERT I/O and Power Divider output to Eror Detector
| SDLA64 | Tektronix | Software | Optional | 1 | Serial Data Link Analysis SW option | Recommended: Embedding/De-embedding/s-parameter filter generation/Receiver Virtualization & Analysis Software
| RXSW-NLP-PCIE4C | Tektronix | Software | Required | 1 | Gen4 CEM & Base RX test software - Node-Locked, Perpetual
| RXSW-NL1-PCIE4C |  |  |  |  | Gen4 CEM & Base RX test software - Node Locked, Time Based, 1 year
| RXSW-FLP-PCIE4C |  |  |  |  | Gen4 CEM & Base RX test software - Floating, Perpetual
| RXSW-FL1-PCIE4C |  |  |  |  | Gen4 CEM & Base RX test software - Floating, Time Based, 1 year
* Depending on the bench locations for the DUT, scope and BERT the user can either go with 2pr - PMCABLE1M and 1pr 174-6663-01, OR, 3pr - PMCABLE1M
** Number of SMP terminators needed based on number of lanes in System or AIC under test. i.e. - a x16 DUT requires 30 SMP terminators. (2 * ( Number of unused lanes -1 ) )
*** Assumed to be included with CEM fixture set from PCI-SIG
**** Another matched pair of cables (e.g. 174-6663-01) will be required if the Active re-driver is used for Rx or Tx LEQ
Application | Item | Vendor | Type | Requirement | Qty | Description | Notes
PCIe Gen4 PLL Testing | CR286A | Tektronix | Equipment | Required | 1 | Clock recovery unit | Requires option PCIe8G, 26JG
| PMCABLE1M | Tektronix | Tek Accessories | Required | 1 | Cable pair; SMA-to-SMA, Straight, 1.5ps matched, 1000mm | DUT TX out to CR Data In
| 174-6657-01 | Tektronix | Tek Accessories | Required | 1 | Cable pair, 2.92mm female to SMP Female, matched, 102mm
| 174-6659-00 | Tektronix | Tek Accessories | Required | 1 | Cable pair; 2.92mm-to-SMP, Right Angle, 1ps matched, 1000mm | CR PCIe clk (rear) to CBB Refclk In
| 174-6658-00 | Tektronix | Tek Accessories | Required | 1 | Cable pair; SMP-to-SMP, Right Angle-Right Angle, 2.5ps matched, 305mm | For Manual DUT Preset Toggling
| PCI 4.0 CEM test fixture set | PCI-SIG | 3rd Party | Required | 1 | Gen4 CBB, CLB and Variable ISI board | Only available from the PCI-SIG
| 321-8010-00 | Tektronix | Tek Accessories | Required | 2 | Terminator; SMA, 50 ohm | Terminate CR data outputs
| ATX Power supply | Corsair | 3rd Party | Optional | 1 | ATX power supply for System board power | As required for DUT power
NOTE: Gen5 PLL BW configuration compliance approved for Gen3/4
PCI Express Gen4
Application | Item | Vendor | Type | Requirement | Qty | Description | Notes
PCIe Gen4 Base Tx | DPO73304SX or DPO72504DX | Tektronix | Equipment | Required | 1 | ≥25GHz, 4-channel oscilloscope | See datasheet for other compatible oscilloscope models. Minimum BW = 25 GHz
| PCE4 | Tektronix | Option | Required | 1 | TekExpress PCIe Gen4 TX Compliance/Debug SW Pkg
| PCE3 | Tektronix | Option | Required | 1 | TekExpress PCIe Gen3/2/1 TX Compliance/Debug SW Pkg
| DJA | Tektronix | Option | Required | 1 | DPOJET Advanced option
| SDLA64 | Tektronix | Option | Required | 1 | Serial Data Link Analysis SW option | Recommended for embed, de-embed and equalizaton
| PMCABLE1M | Tektronix | Tek Accessories | Required | 1 | Cable pair;2.92mm-to-2.92mm, Straight, 1.5ps matched, 1000mm | DUT TX output to TekScope inputs
| ZTM/ZTM2 | Mini-circuits | Equipment | Optional | 1 to 2 | 26.5GHz RF switch for automated multi-lane testing | Contact Tektronix for model and configuration assistance
| SWX-PCE | Tektronix | Option | Optional | 1 | TekExpress Switch support | TekExpress Switch support
| SD3473 | Fairview Microwave | 3rd Party | Required | 2 | DC Block, 26.5GHz | Or equivalent
Application | Item | Vendor | Type | Requirement | Qty | Description | Notes
PCIe Gen4 Base Rx | MP1900A | Anritsu | Equipment | Required | 1 | ≥16Gb/s BERT | *, ** , NRZ or PAM4 Config can be used for Gen3/4/5
| DPO73304SX or DPO72504DX | Tektronix | Equipment | Required | 1 | 25GHz, 4-channel oscilloscope | 25G or better. Backward compatible to PCIe Gen1/2/3
| DJA | Tektronix | Option | Required | 1 | DPOJET Advanced option | DPOJET advanced Jitter, Eye & Timing Analysis SW option
| SDLA64 | Tektronix | Option | Required | 1 | Serial Data Link Analysis SW option | Embedding/De-embedding/s-parameter filter generation/Receiver Virtualization & Analysis Software
| 174-6659-01 | Tektronix | Tek Accessories | Required | 1 | Cable pair; SMA - SMP cable | Refclk connection between DUT & BERT
| PMCABLE1M | Tektronix | Tek Accessories | Required | 3 | Cable pair; 2.92-to-2.92mm, Straight, 1.5ps matched, 1000mm, 40GHz | Equipment connections to replica channel & DUT
| PCIe Gen4 BASE fixtures | PCI-SIG | 3rd party | Required | 1 | Or equivalent variable ISI channel fixture
| ZTM/ZTM2 | Mini-circuits | Equipment | Optional | 1 to 2 | 26.5GHz RF switch for automated multi-lane testing | Contact Tektronix for model and configuration assistance
| RXSW-NLP-PCIE4C | Tektronix | Software | Required | 1 | Gen4 CEM & Base RX test software - Node-Locked, Perpetual
| RXSW-NL1-PCIE4C |  |  |  |  | Gen4 CEM & Base RX test software - Node Locked, Time Based, 1 year
| RXSW-FLP-PCIE4C |  |  |  |  | Gen4 CEM & Base RX test software - Floating, Perpetual
| RXSW-FL1-PCIE4C |  |  |  |  | Gen4 CEM & Base RX test software - Floating, Time Based, 1 year
* Cables required for connection between BERT modules shall be included by Anritsu.
** Configuration for BERT provided by Anritsu.
PCI Express Gen3
Application | Item | Vendor | Type | Requirement | Qty | Description | Notes
PCIe Gen3 CEM AIC Tx | DPO71304SX or DPO71304DX | Tektronix | Equipment | Required | 1 | ≥12.5GHz Oscilloscope, 4 analog channels | See datasheet for other compatible oscilloscope models. Minimum BW = 20GHz
| PCE3 | Tektronix | Software | Required | 1 | TekExpress PCIe Gen3/2/1 TX Compliance/Debug SW Pkg
| DJA | Tektronix | Software | Required | 1 | DPOJET Advanced option | DPOJET advanced Jitter, Eye & Timing Analysis SW option
| SDLA64 | Tektronix | Software | Optional | 1 | Serial Data Link Analysis Software | Embedding/De-embedding/s-parameter filter generation/Receiver Virtualization & Analysis Software
| PMCABLE1M | Tektronix | Tek Accessories | Required | 1 | Cable pair;2.92mm-to-2.92mm, Straight, 1.5ps matched, 1000mm | TX out to oscilloscope input; Total quantity will depend upon the number of lanes tested
| SD3461 | Fairview Microwave | 3rd Party | Optional | 2 | DC Block, 18GHz | Or equivalent; AFG outputs
| PCIe Gen3 Test Fixtures | PCI-SIG | 3rd Party | Required | 1 | PCIe Gen3 CBB, CLB and ISI Riser card | Available only from PCI-SIG directly
| 174-6658-00 | Tektronix | Tek Accessories | Required | 1 | Cable pair;SMP-to-SMP, Right Angle-Right Angle, 2.5ps matched, 305mm | For Manual DUT Preset Toggling
| ZTM/ZTM2 | Mini-circuits | Equipment | Optional | 1 to 2 | 18GHz RF switch for automated multi-lane testing | Contact Tektronix for model and configuration assistance
| SWX-PCE | Tektronix | Option | Optional | 1 | TekExpress Switch support | TekExpress Switch support
| AFG31252 | Tektronix | Equipment | Optional | 1 | Arbitrary Function Generator | For automated preset toggling.
| 174-6660-00 | Tektronix | Tek Accessories | Optional | 2 | DC Block, 18GHz | For automated preset toggling.
| 015-0572-00 | Tektronix | Tek Accessories | Optional | 2 | Adapter - SMA Female to BNC Male | AFG outputs; Required when using AFG31252 for preset toggling
| 131-9399-00 | Tektronix | Tek Accessories | Required | Depends | SMP 50 ohm Terminator | Unused TX outputs on CBB; Quantity depends upon the link width to be tested: x1 = Qty 0, x4 = Qty 6, x8 = Qty 14, x16 = Qty 30
| 174-6053-00 | Tektronix | Tek Accessories | Optional | 1 | USB 2.0 compliant cable - Type A Male to Tybe B Male, 6ft | Oscilloscope to AFG; Required when using AFG31252 for preset toggling
| ATX Power supply | Corsair | 3rd Party | Optional | 1 | ATX power supply for System board power | As required for CBB power
Application | Item | Vendor | Type | Requirement | Qty | Description | Notes
PCIe Gen3 CEM System Tx | DPO71304SX or DPO71304DX | Tektronix | Equipment | Required | 1 | ≥12.5GHz Oscilloscope, 4 analog channels | See datasheet for other compatible oscilloscope models. Minimum BW = 20GHz
| PCE3 | Tektronix | Software | Required | 1 | TekExpress PCIe Gen3/2/1 TX Compliance/Debug SW Pkg
| DJA | Tektronix | Software | Required | 1 | DPOJET Advanced option | DPOJET advanced Jitter, Eye & Timing Analysis SW option
| SDLA64 | Tektronix | Software | Optional | 1 | Serial Data Link Analysis Software | Embedding/De-embedding/s-parameter filter generation/Receiver Virtualization & Analysis Software
| PMCABLE1M | Tektronix | Tek Accessories | Required | 1 | Cable pair;2.92mm-to-2.92mm, Straight, 1.5ps matched, 1000mm | TX out of DUT to oscilloscope. Total quantity will depend upon the number of lanes tested
| PMCABLE1M | Tektronix | Tek Accessories | Optional | 1 | Cable pair;2.92mm-to-2.92mm, Straight, 1.5ps matched, 1000mm | CLK out of CLB to oscilloscope. Required only for clock measurements
| 174-6657-01 | Tektronix | Tek Accessories | Required | 1 | Cable pair;2.92mm-to-SMP, Right Angle, 1ps matched, 102mm | Adapt 2.92mm/SMA connectors to PCI test fixtures.
| 174-6657-01 | Tektronix | Tek Accessories | Optional | 1 | Cable pair;2.92mm-to-SMP, Right Angle, 1ps matched, 102mm | Adapt 2.92mm/SMA connectors to PCI test fixtures. Required only for clock measurements
| SD3461 | Fairview Microwave | 3rd Party | Required | 2 | DC Block, 18GHz | Or equivalent
| PCIe Gen3 Test Fixtures | PCI-SIG | 3rd Party | Required | 1 | PCIe Gen3 CBB, CLB and ISI Riser card | Available only from PCI-SIG directly
| ZTM/ZTM2 | Mini-circuits | Equipment | Optional | 1 to 2 | 18GHz RF switch for automated multi-lane testing | Contact Tektronix for model and configuration assistance
| SWX-PCE | Tektronix | Option | Optional | 1 | TekExpress Switch support | TekExpress Switch support
| 174-6658-00 | Tektronix | Tek Accessories | Required | 1 | Cable pair;SMP-to-SMP, Right Angle-Right Angle, 2.5ps matched, 305mm | For Manual DUT Preset Toggling. CBB Toggle signal out to RX Lane0 in
| AFG31252 | Tektronix | Equipment | Required | 1 | Arbitrary Function Generator | For automated preset toggling.
| 174-6660-00 | Tektronix | Tek Accessories | Optional | 2 | DC Block, 18GHz | For automated preset toggling. AFG outputs.
| 015-0572-00 | Tektronix | Tek Accessories | Required | 2 | Adapter - SMA Female to BNC Male | Required when using AFG31252 for preset toggling. AFG outputs.
| 131-9399-00 | Tektronix | Tek Accessories | Required | Depends | SMP 50 ohm Terminator | Unused TX outputs on CBB. Quantity depends upon the number of lanes to be tested: x1 = Qty 0, x4 = Qty 6, x8 = Qty 14, x16 = Qty 30
| 174-6053-00 | Tektronix | Tek Accessories | Required | 1 | USB 2.0 compliant cable - Type A Male to Tybe B Male, 6ft | Oscilloscope to AFG; Required when using AFG31252 for preset toggling
| ATX Power supply | Corsair | 3rd Party | Optional | 1 | ATX power supply for System board power | As required for DUT power
Application | Item | Vendor | Type | Requirement | Qty | Description | Notes
PCIe Gen3 CEM Rx LinkEQ | MP1900A | Anritsu | Equipment | Required | 1 | Anritsu ≥16Gb/s BERT, add RXSW-XXX-PCIE4C RX software** | NRZ or PAM4 Config can be used for Gen3/4/5. Customer to work with Anritsu to get the exact BERT configuration and quote
| DPO71304SX or DPO71304DX | Tektronix | Equipment | Required | 1 | ≥12.5 GHz Oscilloscope; 4 analog channels | Minimum 12.5GHz BW
| PMCABLE1M | Tektronix | Tek Accessories | Required | 2 | Cable pair;2.92mm-to-2.92mm, Straight, 1.5ps matched, 1000mm
| 174-6657-01 | Tektronix | Tek Accessories | Required | 2 | Cable pair;2.92mm-to-SMP, Right Angle, 1ps matched, 102mm | Adapt 2.92mm/SMA connectors to PCI test fixtures.
| 174-6659-00 | Tektronix | Tek Accessories | Required | 1 | Cable pair;2.92mm-to-SMP, Right Angle, 1ps matched, 1000mm | PCIe refclk from BERT to CBB (AIC) or PCIe refclk out of CLB to BERT refclk input
| SD3461 | Fairview Microwave | 3rd Party Accessory | Required | 4 | DC Block, 18GHz | Or equivalent, BERT output to DUT RX in.
| PCI 3.0 CEM test fixture set | PCI-SIG | 3rd Party | Required | 1 | PCIe Gen3 CBB, CLB and ISI Riser card | Available only from PCI-SIG directly
| PowerUSB – Basic | Power USB | 3rd Party | Optional | 1 | PowerUSB power strip | For DUT reset automation. Not compatable with 240VAC systems
| ATX Power supply | Corsair | 3rd Party | Optional | 1 | ATX power supply for System board power | As required for DUT power
Application | Item | Vendor | Type | Requirement | Qty | Description | Notes
PCIe Gen3 CEM Tx LinkEQ | MP1900A | Anritsu | Equipment | Required | 1 | Anritsu ≥16Gb/s BERT, add RXSW-XXX-PCIE4C RX software** | NRZ or PAM4 Config can be used for Gen3/4/5. Customer to work with Anritsu to get the exact BERT configuration and quote
| DPO71304SX or DPO71304DX | Tektronix | Equipment | Required | 1 | ≥12.5GHz Digital Phosphor Oscilloscope; 4 analog channels | Minimum 12.5GHz BW
| 174-6663-01 | Tektronix | Tek Accessories | Required | 1 | Cable pair; 2.92mm-to-2.92mm, Straight, 1.5ps matched, 500mm | Power divider out to Error Detector in
| PMCABLE1M | Tektronix | Tek Accessories | Required | 2 | Cable pair; 2.92mm-to-2.92mm, Straight, 1.5ps matched, 1000mm | BERT TX out to DUT RX in and DUT TX out to Power Divider input.
| 174-6665-00 | Tektronix | Tek Accessories | Required | 1 | Cable; 2.92mm-to-2.92mm, Right Angle-Right Angle, 300mm | BERT Subrate clock out to Error Detector clock in.
| 174-6666-01 | Tektronix | Tek Accessories | Required | 1 | Cable; SMA-to-SMA, Right Angle-Right Angle, 500mm | BERT Pattern Trigger out to TekScope Aux input
| 174-6657-01 | Tektronix | Tek Accessories | Required | 2 | Cable pair; 2.92mm-to-SMP, Right Angle, 1ps matched, 102mm | Adapt 2.92mm/SMA connectors to PCI test fixtures.
| 174-6659-00 | Tektronix | Tek Accessories | Required | 1 | Cable pair; 2.92mm-to-SMP, Right Angle, 1ps matched, 1000mm | PCIe refclk from BERT to CBB (AIC) or PCIe refclk out of CLB to BERT refclk input
| MPR40-2 | Fairview Microwave | 3rd Party | Required | 2 | 2-Way Power Divider 2.92mm Connectors, 40 GHz
| SM3242 | Fairview Microwave | 3rd Party | Required | 2 | Adapter, 2.92mm Male to 2.92mm Male | Power divider output to TekScope input
| C7035 | CentricRF | 3rd Party | Required | 6 | Adapter; 2.92mm Right Angle Male-Female | BERT I/O and Power Divider output to Error Detector
| SD3461 | Fairview Microwave | 3rd Party | Required | 2 | DC Block, 18GHz | Or equivalent, BERT Pattern Generator out to DUT RX in.
| ZTM/ZTM2 | Mini-circuits | Equipment | Optional | 1 to 2 | 18GHz RF switch for automated multi-lane testing | Contact Tektronix for model and configuration assistance
| PowerUSB – Basic | Power USB | 3rd Party | Optional | 1 | PowerUSB power strip | For DUT reset automation. Not compatable with 240VAC systems
| PCI 3.0 CEM test fixture set | PCI-SIG | 3rd Party | Required | 1 | Gen3 CBB, CLB and ISI Riser card
| ATX Power supply | Corsair | 3rd Party | Optional | 1 | ATX power supply for System board power | As required for DUT power
Application | Item | Vendor | Type | Requirement | Qty | Description | Notes
PCIe Gen3 PLL Testing | CR125A | Tektronix | Equipment | Required | 1 | 12.5Gb/s clock recovery unit | Requires PCIe option
| PMCABLE1M | Tektronix | Tek Accessories | Required | 1 | Cable pair;SMA-to-SMA, Straight, 1.5ps phase-matched, 1000mm | DUT TX out to CR Data In
| 174-6657-01 | Tektronix | Tek Accessories | Required | 1 | Cable pair, 2.92mm female to SMP Female, matched, 102mm
| 174-6659-00 | Tektronix | Tek Accessories | Required | 1 | Cable pair;2.92mm-to-SMP, Right Angle, 1ps matched, 1000mm | CR PCIe clk (rear) to CBB Refclk In
| 174-6658-00 | Tektronix | Tek Accessories | Required | 1 | Cable pair;SMP-to-SMP, Right Angle-Right Angle, 2.5ps matched, 305mm | For Manual DUT Preset Toggling
| 321-8010-00 | Tektronix | Tek Accessories | Required | 2 | Terminator; SMA, 50 ohm | Terminate CR data outputs
| PCIe 3.0 CEM test fixture set | PCI-SIG | 3rd Party | Required | 1 | Gen3 CBB, CLB and Variable ISI board | Only available from the PCI-SIG
| ATX Power supply | Corsair | 3rd Party | Optional | 1 | ATX power supply for System board power | As required for DUT power
NOTE: Gen5 PLL BW configuration compliance approved for Gen3/4
Application | Item | Vendor | Type | Requirement | Qty | Description | Notes
PCIe Gen3 Base Tx | DPO71304SX or DPO71304DX | Tektronix | Equipment | Required | 1 | ≥12.5GHz Oscilloscope, 4 analog channels | See datasheet for other compatible oscilloscope models. Minimum BW = 20 GHz
| PCE3 | Tektronix | Software | Required | 1 | TekExpress PCIe Gen3/2/1 TX Compliance software
| DJA | Tektronix | Software | Required | 1 | DPOJET Advanced option | DPOJET advanced Jitter, Eye & Timing Analysis SW option
| SDLA64 | Tektronix | Software | Required | 1 | Serial Data Link Analysis Software | Embedding/De-embedding/s-parameter filter generation/Receiver Virtualization & Analysis Software
| ZTM/ZTM2 | Mini-circuits | Equipment | Optional | 1 to 2 | 18GHz RF switch for automated multi-lane testing | Contact Tektronix for model and configuration assistance
| SWX-PCE | Tektronix | Option | Optional | 1 | TekExpress Switch support | TekExpress Switch support
| PMCABLE1M | Tektronix | Tek Accessories | Required | 1 | Cable pair;2.92mm-to-2.92mm, Straight, 1.5ps matched, 1000mm
| SD3461 | Fairview Microwave | 3rd Party | Required | 2 | DC block, 18GHz | Or equivalent
Application | Item | Vendor | Type | Requirement | Qty | Description | Notes
PCIe Gen3 Base Rx | MP1900A | Anritsu | Equipment | Required | 1 | Anritsu ≥16Gb/s BERT, add RXSW-XXX-PCIE4C RX software | NRZ or PAM4 Config can be used for Gen3/4/5. Customer to work with Anritsu to get the exact BERT configuration and quote
| GRL GRL-PCIE4-BASE-RXA | Granite River Labs | Software | Required | 1 | PCI Express® 4.0 Receiver Test Automation Software for BASE testing
| DPO71304SX or DPO71304DX | Tektronix | Equipment | Required | 1 | ≥12.5GHz Oscilloscope, 4 analog channels
| DJA | Tektronix | Software | Required | 1 | DPOJET Advanced option | DPOJET advanced Jitter, Eye & Timing Analysis SW option
| SDLA64 | Tektronix | Software | Required | 1 | Serial Data Link Analysis SW option | Embedding/De-embedding/s-parameter filter generation/Receiver Virtualization & Analysis Software
| SD3461 | Fairview Microwave | 3rd Party | Required | 2 | DC Block, 18GHz | Or equivalent; BERT Pattern Generator outputs
| ZTM/ZTM2 | Mini-circuits | Equipment | Optional | 1 to 2 | 18GHz RF switch for automated multi-lane testing | Contact Tektronix for model and configuration assistance
| PMCABLE1M | Tektronix | Tek Accessories | Required | 3 | Cable pair;2.92mm-to-2.92mm, Straight, 1.5ps phase-matched, 1000mm | 1-RX path to DUT, 1-TX path from DUT
| BSA12500ISI | Tektronix | Tek Accessories | Required | 1 | Or equivalent variable ISI channel fixture | Optional Artek A2 Programmable ISI Generator (www.aceunitech.com) is supported
NOTE: Cables required for connection between MP1900A modules shall be included by the 3rd party vendor
NOTE: PCIe Gen 3 Setups also recommended for testing PCIe Gen1 and Gen2 where applicable.
Note on C41: [Threaded comment] Your version of Excel allows you to read this threaded comment; however, any edits to it will get removed if the file is opened in a newer version of Excel. Learn more: https://go.microsoft.com/fwlink/?linkid=870924 Comment: https://www.centricrf.com/
Note on C42: [Threaded comment] Your version of Excel allows you to read this threaded comment; however, any edits to it will get removed if the file is opened in a newer version of Excel. Learn more: https://go.microsoft.com/fwlink/?linkid=870924 Comment: https://www.fairviewmicrowave.com/
Note on C51: [Threaded comment] Your version of Excel allows you to read this threaded comment; however, any edits to it will get removed if the file is opened in a newer version of Excel. Learn more: https://go.microsoft.com/fwlink/?linkid=870924 Comment: https://www.corsair.com/us/en/
Note on C52: [Threaded comment] Your version of Excel allows you to read this threaded comment; however, any edits to it will get removed if the file is opened in a newer version of Excel. Learn more: https://go.microsoft.com/fwlink/?linkid=870924 Comment: https://pcisig.com/
Note on C61: [Threaded comment] Your version of Excel allows you to read this threaded comment; however, any edits to it will get removed if the file is opened in a newer version of Excel. Learn more: https://go.microsoft.com/fwlink/?linkid=870924 Comment: https://www.anritsu.com/en-us/
Note on C72: [Threaded comment] Your version of Excel allows you to read this threaded comment; however, any edits to it will get removed if the file is opened in a newer version of Excel. Learn more: https://go.microsoft.com/fwlink/?linkid=870924 Comment: https://www.fairviewmicrowave.com/
Note on C73: [Threaded comment] Your version of Excel allows you to read this threaded comment; however, any edits to it will get removed if the file is opened in a newer version of Excel. Learn more: https://go.microsoft.com/fwlink/?linkid=870924 Comment: https://www.centricrf.com/
Note on C76: [Threaded comment] Your version of Excel allows you to read this threaded comment; however, any edits to it will get removed if the file is opened in a newer version of Excel. Learn more: https://go.microsoft.com/fwlink/?linkid=870924 Comment: http://www.pwrusb.com/
Note on C77: [Threaded comment] Your version of Excel allows you to read this threaded comment; however, any edits to it will get removed if the file is opened in a newer version of Excel. Learn more: https://go.microsoft.com/fwlink/?linkid=870924 Comment: https://pcisig.com/
Note on C96: [Threaded comment] Your version of Excel allows you to read this threaded comment; however, any edits to it will get removed if the file is opened in a newer version of Excel. Learn more: https://go.microsoft.com/fwlink/?linkid=870924 Comment: https://pcisig.com/
Note on C122: [Threaded comment] Your version of Excel allows you to read this threaded comment; however, any edits to it will get removed if the file is opened in a newer version of Excel. Learn more: https://go.microsoft.com/fwlink/?linkid=870924 Comment: https://www.anritsu.com/en-us/
Note on C134: [Threaded comment] Your version of Excel allows you to read this threaded comment; however, any edits to it will get removed if the file is opened in a newer version of Excel. Learn more: https://go.microsoft.com/fwlink/?linkid=870924 Comment: https://pcisig.com/
Note on C160: [Threaded comment] Your version of Excel allows you to read this threaded comment; however, any edits to it will get removed if the file is opened in a newer version of Excel. Learn more: https://go.microsoft.com/fwlink/?linkid=870924 Comment: https://www.centricrf.com/
Note on C161: [Threaded comment] Your version of Excel allows you to read this threaded comment; however, any edits to it will get removed if the file is opened in a newer version of Excel. Learn more: https://go.microsoft.com/fwlink/?linkid=870924 Comment: https://www.fairviewmicrowave.com/
Note on C170: [Threaded comment] Your version of Excel allows you to read this threaded comment; however, any edits to it will get removed if the file is opened in a newer version of Excel. Learn more: https://go.microsoft.com/fwlink/?linkid=870924 Comment: https://www.corsair.com/us/en/
Note on C171: [Threaded comment] Your version of Excel allows you to read this threaded comment; however, any edits to it will get removed if the file is opened in a newer version of Excel. Learn more: https://go.microsoft.com/fwlink/?linkid=870924 Comment: https://pcisig.com/
Note on C181: [Threaded comment] Your version of Excel allows you to read this threaded comment; however, any edits to it will get removed if the file is opened in a newer version of Excel. Learn more: https://go.microsoft.com/fwlink/?linkid=870924 Comment: https://www.anritsu.com/en-us/
Note on C192: [Threaded comment] Your version of Excel allows you to read this threaded comment; however, any edits to it will get removed if the file is opened in a newer version of Excel. Learn more: https://go.microsoft.com/fwlink/?linkid=870924 Comment: https://www.fairviewmicrowave.com/
Note on C193: [Threaded comment] Your version of Excel allows you to read this threaded comment; however, any edits to it will get removed if the file is opened in a newer version of Excel. Learn more: https://go.microsoft.com/fwlink/?linkid=870924 Comment: https://www.centricrf.com/
Note on C197: [Threaded comment] Your version of Excel allows you to read this threaded comment; however, any edits to it will get removed if the file is opened in a newer version of Excel. Learn more: https://go.microsoft.com/fwlink/?linkid=870924 Comment: http://www.pwrusb.com/
Note on C198: [Threaded comment] Your version of Excel allows you to read this threaded comment; however, any edits to it will get removed if the file is opened in a newer version of Excel. Learn more: https://go.microsoft.com/fwlink/?linkid=870924 Comment: https://pcisig.com/
Note on C217: [Threaded comment] Your version of Excel allows you to read this threaded comment; however, any edits to it will get removed if the file is opened in a newer version of Excel. Learn more: https://go.microsoft.com/fwlink/?linkid=870924 Comment: https://pcisig.com/
Note on C254: [Threaded comment] Your version of Excel allows you to read this threaded comment; however, any edits to it will get removed if the file is opened in a newer version of Excel. Learn more: https://go.microsoft.com/fwlink/?linkid=870924 Comment: https://www.anritsu.com/en-us/
Note on C264: [Threaded comment] Your version of Excel allows you to read this threaded comment; however, any edits to it will get removed if the file is opened in a newer version of Excel. Learn more: https://go.microsoft.com/fwlink/?linkid=870924 Comment: https://pcisig.com/
Note on C288: [Threaded comment] Your version of Excel allows you to read this threaded comment; however, any edits to it will get removed if the file is opened in a newer version of Excel. Learn more: https://go.microsoft.com/fwlink/?linkid=870924 Comment: https://pcisig.com/
Note on C290: [Threaded comment] Your version of Excel allows you to read this threaded comment; however, any edits to it will get removed if the file is opened in a newer version of Excel. Learn more: https://go.microsoft.com/fwlink/?linkid=870924 Comment: https://www.corsair.com/us/en/
Note on C313: [Threaded comment] Your version of Excel allows you to read this threaded comment; however, any edits to it will get removed if the file is opened in a newer version of Excel. Learn more: https://go.microsoft.com/fwlink/?linkid=870924 Comment: https://www.anritsu.com/en-us/
Note on C318: [Threaded comment] Your version of Excel allows you to read this threaded comment; however, any edits to it will get removed if the file is opened in a newer version of Excel. Learn more: https://go.microsoft.com/fwlink/?linkid=870924 Comment: https://www.fairviewmicrowave.com/
Note on C319: [Threaded comment] Your version of Excel allows you to read this threaded comment; however, any edits to it will get removed if the file is opened in a newer version of Excel. Learn more: https://go.microsoft.com/fwlink/?linkid=870924 Comment: https://www.fairviewmicrowave.com/
Note on C321: [Threaded comment] Your version of Excel allows you to read this threaded comment; however, any edits to it will get removed if the file is opened in a newer version of Excel. Learn more: https://go.microsoft.com/fwlink/?linkid=870924 Comment: https://www.corsair.com/us/en/
Note on C322: [Threaded comment] Your version of Excel allows you to read this threaded comment; however, any edits to it will get removed if the file is opened in a newer version of Excel. Learn more: https://go.microsoft.com/fwlink/?linkid=870924 Comment: https://pcisig.com/
Note on C325: [Threaded comment] Your version of Excel allows you to read this threaded comment; however, any edits to it will get removed if the file is opened in a newer version of Excel. Learn more: https://go.microsoft.com/fwlink/?linkid=870924 Comment: http://www.pwrusb.com/
Note on C326: [Threaded comment] Your version of Excel allows you to read this threaded comment; however, any edits to it will get removed if the file is opened in a newer version of Excel. Learn more: https://go.microsoft.com/fwlink/?linkid=870924 Comment: https://www.ti.com/
Note on C327: [Threaded comment] Your version of Excel allows you to read this threaded comment; however, any edits to it will get removed if the file is opened in a newer version of Excel. Learn more: https://go.microsoft.com/fwlink/?linkid=870924 Comment: https://www.centricrf.com/
Note on C345: [Threaded comment] Your version of Excel allows you to read this threaded comment; however, any edits to it will get removed if the file is opened in a newer version of Excel. Learn more: https://go.microsoft.com/fwlink/?linkid=870924 Comment: https://pcisig.com/
Note on C347: [Threaded comment] Your version of Excel allows you to read this threaded comment; however, any edits to it will get removed if the file is opened in a newer version of Excel. Learn more: https://go.microsoft.com/fwlink/?linkid=870924 Comment: https://www.corsair.com/us/en/
Note on C361: [Threaded comment] Your version of Excel allows you to read this threaded comment; however, any edits to it will get removed if the file is opened in a newer version of Excel. Learn more: https://go.microsoft.com/fwlink/?linkid=870924 Comment: https://www.fairviewmicrowave.com/
Note on C364: [Threaded comment] Your version of Excel allows you to read this threaded comment; however, any edits to it will get removed if the file is opened in a newer version of Excel. Learn more: https://go.microsoft.com/fwlink/?linkid=870924 Comment: https://www.anritsu.com/en-us/
Note on C389: [Threaded comment] Your version of Excel allows you to read this threaded comment; however, any edits to it will get removed if the file is opened in a newer version of Excel. Learn more: https://go.microsoft.com/fwlink/?linkid=870924 Comment: https://www.fairviewmicrowave.com/
Note on C390: [Threaded comment] Your version of Excel allows you to read this threaded comment; however, any edits to it will get removed if the file is opened in a newer version of Excel. Learn more: https://go.microsoft.com/fwlink/?linkid=870924 Comment: https://pcisig.com/
Note on C399: [Threaded comment] Your version of Excel allows you to read this threaded comment; however, any edits to it will get removed if the file is opened in a newer version of Excel. Learn more: https://go.microsoft.com/fwlink/?linkid=870924 Comment: https://www.corsair.com/us/en/
Note on C410: [Threaded comment] Your version of Excel allows you to read this threaded comment; however, any edits to it will get removed if the file is opened in a newer version of Excel. Learn more: https://go.microsoft.com/fwlink/?linkid=870924 Comment: https://www.fairviewmicrowave.com/
Note on C411: [Threaded comment] Your version of Excel allows you to read this threaded comment; however, any edits to it will get removed if the file is opened in a newer version of Excel. Learn more: https://go.microsoft.com/fwlink/?linkid=870924 Comment: https://pcisig.com/
Note on C420: [Threaded comment] Your version of Excel allows you to read this threaded comment; however, any edits to it will get removed if the file is opened in a newer version of Excel. Learn more: https://go.microsoft.com/fwlink/?linkid=870924 Comment: https://www.corsair.com/us/en/
Note on C423: [Threaded comment] Your version of Excel allows you to read this threaded comment; however, any edits to it will get removed if the file is opened in a newer version of Excel. Learn more: https://go.microsoft.com/fwlink/?linkid=870924 Comment: https://www.anritsu.com/en-us/
Note on C428: [Threaded comment] Your version of Excel allows you to read this threaded comment; however, any edits to it will get removed if the file is opened in a newer version of Excel. Learn more: https://go.microsoft.com/fwlink/?linkid=870924 Comment: https://www.fairviewmicrowave.com/
Note on C429: [Threaded comment] Your version of Excel allows you to read this threaded comment; however, any edits to it will get removed if the file is opened in a newer version of Excel. Learn more: https://go.microsoft.com/fwlink/?linkid=870924 Comment: https://pcisig.com/
Note on C430: [Threaded comment] Your version of Excel allows you to read this threaded comment; however, any edits to it will get removed if the file is opened in a newer version of Excel. Learn more: https://go.microsoft.com/fwlink/?linkid=870924 Comment: http://www.pwrusb.com/
Note on C431: [Threaded comment] Your version of Excel allows you to read this threaded comment; however, any edits to it will get removed if the file is opened in a newer version of Excel. Learn more: https://go.microsoft.com/fwlink/?linkid=870924 Comment: https://www.corsair.com/us/en/
Note on C434: [Threaded comment] Your version of Excel allows you to read this threaded comment; however, any edits to it will get removed if the file is opened in a newer version of Excel. Learn more: https://go.microsoft.com/fwlink/?linkid=870924 Comment: https://www.anritsu.com/en-us/
Note on C442: [Threaded comment] Your version of Excel allows you to read this threaded comment; however, any edits to it will get removed if the file is opened in a newer version of Excel. Learn more: https://go.microsoft.com/fwlink/?linkid=870924 Comment: https://www.fairviewmicrowave.com/
Note on C444: [Threaded comment] Your version of Excel allows you to read this threaded comment; however, any edits to it will get removed if the file is opened in a newer version of Excel. Learn more: https://go.microsoft.com/fwlink/?linkid=870924 Comment: https://www.centricrf.com/
Note on C447: [Threaded comment] Your version of Excel allows you to read this threaded comment; however, any edits to it will get removed if the file is opened in a newer version of Excel. Learn more: https://go.microsoft.com/fwlink/?linkid=870924 Comment: http://www.pwrusb.com/
Note on C448: [Threaded comment] Your version of Excel allows you to read this threaded comment; however, any edits to it will get removed if the file is opened in a newer version of Excel. Learn more: https://go.microsoft.com/fwlink/?linkid=870924 Comment: https://pcisig.com/
Note on C449: [Threaded comment] Your version of Excel allows you to read this threaded comment; however, any edits to it will get removed if the file is opened in a newer version of Excel. Learn more: https://go.microsoft.com/fwlink/?linkid=870924 Comment: https://www.corsair.com/us/en/
Note on C458: [Threaded comment] Your version of Excel allows you to read this threaded comment; however, any edits to it will get removed if the file is opened in a newer version of Excel. Learn more: https://go.microsoft.com/fwlink/?linkid=870924 Comment: https://pcisig.com/
Note on C459: [Threaded comment] Your version of Excel allows you to read this threaded comment; however, any edits to it will get removed if the file is opened in a newer version of Excel. Learn more: https://go.microsoft.com/fwlink/?linkid=870924 Comment: https://www.corsair.com/us/en/
Note on C470: [Threaded comment] Your version of Excel allows you to read this threaded comment; however, any edits to it will get removed if the file is opened in a newer version of Excel. Learn more: https://go.microsoft.com/fwlink/?linkid=870924 Comment: https://www.fairviewmicrowave.com/
Note on C473: [Threaded comment] Your version of Excel allows you to read this threaded comment; however, any edits to it will get removed if the file is opened in a newer version of Excel. Learn more: https://go.microsoft.com/fwlink/?linkid=870924 Comment: https://www.anritsu.com/en-us/
Note on C474: [Threaded comment] Your version of Excel allows you to read this threaded comment; however, any edits to it will get removed if the file is opened in a newer version of Excel. Learn more: https://go.microsoft.com/fwlink/?linkid=870924 Comment: https://graniteriverlabs.com/
Note on C478: [Threaded comment] Your version of Excel allows you to read this threaded comment; however, any edits to it will get removed if the file is opened in a newer version of Excel. Learn more: https://go.microsoft.com/fwlink/?linkid=870924 Comment: https://www.fairviewmicrowave.com/
Note on H353: [Threaded comment] Your version of Excel allows you to read this threaded comment; however, any edits to it will get removed if the file is opened in a newer version of Excel. Learn more: https://go.microsoft.com/fwlink/?linkid=870924 Comment: https://www.tek.com/datasheet/pci-express(r)-transmitter-compliance-debug-solution

## PCI Express Backup (hidden)
PCI Express Configuration Tables
PCI Express Gen6
Application | Item | Vendor | Type | Requirement | Qty | Description | Notes
PCIe Gen6 Base Tx | DPS75004SX or (2) DPO75002SX | Tektronix | Equipment | Required | Choose 1 | Dual Stack 50GHz Sx Scope | 50GHz or higher bandwidth oscilloscope. Requires ATI inputs of a dual-stack setup.
| DPS77004SX or (2) DPO77002SX | Tektronix |  |  |  | Dual Stack 70GHz Sx Scope | 50GHz or higher bandwidth oscilloscope. Requires ATI inputs of a dual-stack setup.
| DPS75904SX or (2) DPO75902SX | Tektronix |  |  |  | Dual Stack 59GHz Sx Scope | 50GHz or higher bandwidth oscilloscope. Requires ATI inputs of a dual-stack setup.
| DPO7RFK2 | Tektronix | Tek Accessory | Required | 2 | Attenuator Kit | Attenuator kit + DC Blocks for ATI inputs.
| DPO7AFP | Tektronix | Tek Accessory | Optional | 1 | Aux front panel | Optional: Aux front panel for oscilloscope control.
| PCE6 | Tektronix | Software | Required | 1 | TekExpress Gen6 Tx | TekExpress PCIE Gen 6 Tx Software
| PCE5 | Tektronix | Software | Required | 1 | TekExpress Gen5 Tx | Required for Gen5/Gen6 compatability *
| PCE4 | Tektronix | Software | Recommended | 1 | TekExpress Gen4 Tx | Required for Gen4 compatability *
| PCE3 | Tektronix | Software | Recommended | 1 | TekExpress Gen1/2/3 Tx | Required for Gen1/2/3 compatability *
| PAMPCIE6 | Tektronix | Software | Required | 1 | PAMPCIe6: PAM Analysis (PAMJET) - PCIe Electrical | PAMPCIe6: PAM Analysis (PAMJET) - PCIe Electrical
| PAMJET-E | Tektronix | Software | Required | 1 | PAMJET-E: PAM Analysis (PAMJET) - Electrical | PAMJET-E: PAM Analysis (PAMJET) - Electrical
| DJA | Tektronix | Option | Required | 1 | DPOJET Advanced option | DPOJET advanced Jitter, Eye & Timing Analysis SW option
| SDLA64 | Tektronix | Option | Required | 1 | Serial Data Link Analysis Software | Serial Data Link Analysis Software
| ZTM/ZTM2 | Mini-circuits | Equipment | Optional | 1 to 2 | 50GHz RF switch for automated multi-lane testing | Contact Tektronix for model and configuration assistance
| C7239 | CentricRF | 3rd Party | Optional | 2 | 2.92mm Female to 2.4mm Female Adapter Right Angle VSWR 1.15 40Ghz | Optional: adapters to reduce the protrusion distance of the ATI SX scope front end
| FMAD1227 | Fairview Microwave | 3rd Party | Optional | 2 | Miter RA 2.4mm Female to 2.92mm Female Adapter with Passivated Stainless Steel Body | Optional: adapters to reduce the protrusion distance of the ATI SX scope front end
| PMCABLE1M | Tektronix | Tek Accessory | Required | 1 | Cable pair; 2.92-to-2.92mm, Straight, 1.5ps phase-matched, 40GHz | Cables for connecting ATI inputs to DUT output/fixutre output.
PCI Express Gen6 RX
Not Finalized - Under Development
Application | Item | Vendor | Type | Requirement | Qty | Description | Notes
PCIe Gen6 Base Rx | MP1900A | Anritsu | Equipment | Required | 1 | 32Gbaud BERT with PPG and error detector | 32Gbaud BERT
| DPS75004SX or (2) DPO75002SX | Tektronix | Equipment | Required | 1 | Dual Stack 50GHz Sx Scope | 50G or better. Backward compatible to PCIe Gen1/2/3/4/5
| PAMPCIE6 | Tektronix | Option | Required | 1 | PAMPCIe6: PAM Analysis (PAMJET) - PCIe Electrical
| PAMJET-E ** | Tektronix | Option | Required | 1 | PAMJET-E: PAM Analysis (PAMJET) - Electrical
| DPO7RFK2 | Tektronix | Tek Accessory | Required | 2 | Attenuator Kit | Attenuator kit + DC Blocks
| DPO7AFP | Tektronix | Tek Accessory | Optional | 1 | Aux front panel | Scope auxiliary front panel
| DJA | Tektronix | Option | Required | 1 | DPOJET Advanced option | DPOJET advanced Jitter, Eye & Timing Analysis SW option
| SDLA64 | Tektronix | Option | Required | 1 | Serial Data Link Analysis Software | Embedding/De-embedding/s-parameter filter generation/Receiver Virtualization & Analysis Software
| ZTM/ZTM2 | Mini-circuits | Equipment | Optional | 1 to 2 | 50GHz RF switch for automated multi-lane testing | Contact Tektronix for model and configuration assistance
| PMCABLE1M | Tektronix | Tek Accessory | Required | 2 | Cable pair; 2.92-to-2.92mm, Straight, 1.5ps phase-matched, 40GHz | Equipment connections to relica channel & DUT
| AH54192A | Anritsu | 3rd Party | Required | 1 | Active Gen5/6 Re-driver (back channel equalization) | High loss back channels (DUT Tx to Error Detector) may need Active Equalization
| RXSW-NLP-PCIE6B * | Tektronix | Software | Required | 1 | Gen6 BASE RX test software | BERT stress calibration, JTOL, RX margin, test reports.
*Part number nomenclature may change.
NOTE: Additional Adapters may be need to connect to the coaxial adapter type on the base evaluation platform. This will be DUT dependent.
NOTE: Terminators may be required for terminating TX lanes on DUT. This will be DUT dependent.
PCI Express Gen5
Application | Item | Vendor | Type | Requirement | Qty | Description | Notes
PCIe Gen5 Base Tx | DPO73304SX or MSO/DPO73304DX | Tektronix | Equipment | Required | 1 | 33GHz Scope | Backwards compatible with PCIE 1/2/3/4. Cannot complete Gen 5 RX Cal.
| DPS75004SX* |  |  |  |  | Dual Stack 50GHz SX Scope | 50G or better. Backwards compatible with PCIE 1/2/3/4. If ATI channels used in refclk meas. Option key 4 (50XL) required. Required for RX Cal.
| DPO7RFK2 | Tektronix | Tek Accessory | Required | 2 | Attenuator Kit | Attenuator kit + DC Blocks
| C7239 | CentricRF | 3rd Party | Optional | 2 | 2.92mm Female to 2.4mm Female Adapter Right Angle VSWR 1.15 40Ghz | Optional adapters to reduce the protrusion distance of the ATI SX scope front end
| FMAD1227 | Fairview Microwave | 3rd Party | Optional | 2 | Miter RA 2.4mm Female to 2.92mm Female Adapter with Passivated Stainless Steel Body | Optional adapters to reduce the protrusion distance of the ATI SX scope front end
| DPO7AFP | Tektronix | Tek Accessory | Optional | 1 | Aux front panel | Aux front panel
| 103-047-00 | Tektronix | Tek Accessory | Required | 2 | Connector Savers (1.85mm) | 1.85mm scope channel input connection
| PCE5 | Tektronix | Software | Required | 1 | TekExpress Gen5 Tx | Requires PCE3/PCE4 option to support PCI Express Gen1/2/3/4 TekExpress Compliance/Debug Automation with DPOJet Measurements Software
| PCE4 | Tektronix | Software | Recommended | 1 | TekExpress Gen4 Tx | Required for Gen4 compatability
| PCE3 | Tektronix | Software | Recommended | 1 | TekExpress Gen1/2/3 Tx | Required for Gen1/2/3 compatability
| DJA | Tektronix | Option | Required | 1 | DPOJET Advanced option | DPOJET advanced option, Jitter Analysis
| SDLA64 | Tektronix | Option | Required | 1 | Serial Data Link Analysis Software | Serial Data Link Analysis Software
| ZTM/ZTM2 | Mini-circuits | Equipment | Optional | 1 to 2 | 40GHz RF switch for automated multi-lane testing | Contact Tektronix for model and configuration assistance
| PMCABLE1M | Tektronix | Tek Accessory | Required | 2 | Cable Pair; 2.92-to-2.92mm, Straight, 1.5ps matched, 40GHz | DUT to replica & replica to scope **
* If ATI channels will be used for refclk measurements they will need Option Key 4 (50XL)
** Additional adaptors and/or cables may be needed if eval & replica boards are not 2.92mm compatible
Application | Item | Vendor | Type | Requirement | Qty | Description | Notes
PCIe Gen5 100MHz Ref-Clk | MSO64B or DPO70604C * | Tektronix | Equipment | Required | 1 | ≥5GHz real-time scope
| PCE5 ** | Tektronix | Option | Required | 1 | TekExpress Gen5 Tx | 3rd party reflck app will work - ex:Silicon Labs equiv. will work as well.
| TDP7706 or P7706 | Tektronix | Probes | Optional | 2 | ≥5GHz active probes
| PMCABLE1M | Tektronix | Tek Accessory | Required | 1 | Cable pair; 2.92-to-2.92mm, Straight, 1.5ps matched, 40GHz
| 015-0572-00 *** | Tektronix | Tek Accessory | Optional | 1 | BNC to SMA Adaptor | When used with MSO64B
* Can use same scope used in Base/CEM testing as well. Listed are low bandwidth options.
** PCE5 not compatible with MSO 6 Series
*** Only required if using scope (such as MSO 6) with BNC channel inputs.
Application | Item | Vendor | Type | Requirement | Qty | Description | Notes
PCIe Gen5 Base Rx | MP1900A | Anritsu | Equipment | Required | 1 | ≥32Gb/s BERT | **, *** , NRZ or PAM4 Config can be used for Gen3/4/5
| DPS75004SX | Tektronix | Equipment | Required | 1 | Dual Stack 50GHz SX Scope | 50G or better. Backwards compatible with PCIE 1/2/3/4
| DPO7AFP | Tektronix | Equipment | Optional | 1 | Auxiliary Front Panel
| DPO7RFK2 | Tektronix | Tek Accessory | Required | 2 | Attenuator Kit | Attenuator kit + DC Blocks + V-K adapters
| C7239 | CentricRF | 3rd Party | Optional | 2 | 2.92mm Female to 2.4mm Female Adapter Right Angle VSWR 1.15 40Ghz | Optional adapters to reduce the protrusion distance of the ATI SX scope front end
| FMAD1227 | Fairview Microwave | 3rd Party | Optional | 2 | Miter RA 2.4mm Female to 2.92mm Female Adapter with Passivated Stainless Steel Body | Optional adapters to reduce the protrusion distance of the ATI SX scope front end
| DJA | Tektronix | Option | Required | 1 | DPOJET Advanced option | DPOJET advanced Jitter, Eye & Timing Analysis SW option
| SDLA64 | Tektronix | Option | Required | 1 | Serial Data Link Analysis Software | Embedding/De-embedding/s-parameter filter generation/Receiver Virtualization & Analysis Software
| 174-6659-01 | Tektronix | Tek Accessory | Required | 1 | Cable; SMA-to-SMP, Right Angle, 1ps phase-matched, 1000mm, 20GHz | Refclk connection between DUT & BERT
| PMCABLE1M | Tektronix | Tek Accessory | Required | 2 | Cable; 2.92-to-2.92mm, Straight, 1.5ps matched, 1000mm, 40GHz | Equipment connections to relica channel & DUT
| ZTM/ZTM2 | Mini-circuits | Equipment | Optional | 1 to 2 | 40GHz RF switch for automated multi-lane testing | Contact Tektronix for model and configuration assistance
| PCIe 5.0 Base Rx Cal | PCI-SIG | Test Fixtures | Required | 1 | Gen 5 Base Rev3 Test Fixtures **** | Rev3 is Meg6 material with MMPX connectors *****
| RXSW-NLP-PCIE5 | Tektronix | Software | Required | 1 | Gen5 BASE & CEM RX test software - Node-Locked, Perpetual | BERT stress calibration, JTOL, RX margin, test reports. Choose one license type.
| RXSW-NL1-PCIE5 |  |  |  |  | Gen5 BASE & CEM RX test software - Node Locked, Time Based, 1 year
| RXSW-FLP-PCIE5 |  |  |  |  | Gen5 BASE & CEM RX test software - Floating, Perpetual
| RXSW-FL1-PCIE5 |  |  |  |  | Gen5 BASE & CEM RX test software - Floating, Time Based, 1 year
* If ATI channels will be used for refclk measurements they will need Option Key 4 (50XL)
** Cables required for connection between BERT modules shall be included by the 3rd party vendor
*** Configuration for BERT provided by 3rd party vendor
**** Gen5 BaseTest Fixtures are not backwards compatible for Gen3 & Gen4 Base Rx
***** It is assumed MMPX cables and MMPX to SMA adaptor cables for test fixture connections are included with the fixture kit
Application | Item | Vendor | Type | Requirement | Qty | Description | Notes
PCIe Gen5 CEM LEQ | MP1900A | Anritsu | Equipment | Required | 1 | ≥32Gb/s BERT | **, *** , NRZ or PAM4 Config can be used for Gen3/4/5
| DPS75004SX | Tektronix | Equipment | Required | 1 | Dual Stack 50GHz Sx Scope | 50G or better. Backward compatible to PCIe Gen1/2/3/4 *
| DPO7AFP | Tektronix | Equipment | Optional | 1 | Auxiliary Front Panel
| DPO7RFK2 | Tektronix | Tek Accessory | Required | 2 | Attenuator Kit | Attenuator kit + DC Blocks + V-K adapters
| C7239 | CentricRF | 3rd Party | Optional | 2 | 2.92mm Female to 2.4mm Female Adapter Right Angle VSWR 1.15 40Ghz | Optional adapters to reduce the protrusion distance of the ATI SX scope front end
| FMAD1227 | Fairview Microwave | 3rd Party | Optional | 2 | Miter RA 2.4mm Female to 2.92mm Female Adapter with Passivated Stainless Steel Body | Optional adapters to reduce the protrusion distance of the ATI SX scope front end
| DJA | Tektronix | Option | Required | 1 | DPOJET Advanced option | DPOJET advanced Jitter, Eye & Timing Analysis SW option
| SDLA64 | Tektronix | Option | Required | 1 | Serial Data Link Analysis Software | Embedding/De-embedding/s-parameter filter generation/Receiver Virtualization & Analysis Software
| PMCABLE1M | Tektronix | Tek Accessory | Required | 2 or 3* | Cable pair; 2.92-to-2.92mm, Straight, 1.5ps matched, 1000mm, 40GHz | Equipment connection to fixtures and DUT
| 174-6663-01 | Tektronix | Tek Accessory | Optional | 0 or 1* | Cable pair; 2.92-to-2.92mm, Straight, 1.5ps matched, 500mm, 40GHz | Signal Connection between scope and BERT for Tx LEQ
| 174-6666-01 | Tektronix | Tek Accessory | Required | 1 | Cable; SMA-to-SMA, Right Angle-Right Angle, 500mm | Signal Connection between scope and BERT for Tx LEQ AUX Trigger
| 174-6659-01 | Tektronix | Tek Accessory | Required | 1 | Cable pair; SMA-to-SMP, Right Angle, 1ps phase-matched, 1000mm, 20GHz | Refclk connection between DUT & BERT
| MPR40M | Fairview Microwave | 3rd Party | Required | 2 | 2-Way Power Divider 2.92mm Connectors, 40 GHz | Split signal from DUT Tx to the scope and Error Detector
| C7035 | CentricRF | 3rd Party | Optional | 4 | Right Angle Male-Female 2.92mm adapter | Cable management
| C7049 | CentricRF | 3rd Party | Required | 2 | 2.92mm Male to 2.92mm Male Adaptor | Power divider output to scope input
| ZTM/ZTM2 | Mini-circuits | Equipment | Optional | 1 to 2 | 40GHz RF switch for automated multi-lane testing | Contact Tektronix for model and configuration assistance
| AH54192A | Anritsu | 3rd Party | Required | 1 | Active Gen5 Redriver (back channel equalization) **** | High loss back channels (DUT Tx to Error Detector) may need Active Equalization
| PowerUSB - Basic | PowerUSB | 3rd Party | Optional | 1 | Power USB Power Strip | Automate DUT power cycle
| TF-PCIE5-CEM-X1 | Tektronix or PCI-SIG | Test Fixtures | Required | 1 | Gen 5 CEM Test Fixtures ***** | PCIe Gen5 Electrical Test Fixture, Supports X1/X16 configuration. Tektronix fixtures are not officialy approved by PCI-SIG ******
| TF-PCIE5-CEM-X16 | Tektronix or PCI-SIG | Test Fixtures | Required |  | Gen 5 CEM Test Fixtures ***** | PCIe Gen5 Electrical Test Fixture, Supports X1/X4/X8/X16 configuration. Tektronix fixtures are not officialy approved by PCI-SIG ******
| RXSW-NLP-PCIE5 | Tektronix | Software | Required | 1 | Gen5 BASE & CEM RX test software - Node-Locked, Perpetual | BERT stress calibration, JTOL, RX margin, test reports. Choose one license type.
| RXSW-NL1-PCIE5 | Tektronix | Software | Required |  | Gen5 BASE & CEM RX test software - Node Locked, Time Based, 1 year
| RXSW-FLP-PCIE5 | Tektronix | Software | Required |  | Gen5 BASE & CEM RX test software - Floating, Perpetual
| RXSW-FL1-PCIE5 | Tektronix | Software | Required |  | Gen5 BASE & CEM RX test software - Floating, Time Based, 1 year
* Depending on the bench locations for the DUT, scope and BERT the user can either go with 2pr - PMCABLE1M and 1pr 174-6663-01, OR, 3pr - PMCABLE1M
** Cables required for connection between BERT modules shall be included by the 3rd party vendor
*** Configuration for BERT provided by 3rd party vendor
**** Another matched pair of cables (e.g. 174-6663-01) will be required if the Active redriver is used for Rx or Tx LEQ
***** Gen5 CEM Test Fixtures are not backwards compatible for Gen3 & Gen4 CEM Rx. Tektronix variants need to be replaced by PCI-SIG official fixtures when available for purchase.
****** It is assumed MMPX cables and MMPX to SMA adaptor cables for test fixture connections are included with the fixture kit
******* No roadmap available from Anritsu on active redriver (3 prototypes in world currently). TI may also be a potential source.
Application | Item | Vendor | Type | Requirement | Qty | Description | Notes
PCIe Gen5 CEM Tx | DPO73304SX or MSO/DPO73304DX | Tektronix | Equipment | Required | 1 | 33GHz Scope | Backwards compatible with PCIE 1/2/3/4. Cannot complete Gen 5 RX Cal.
| DPS75004SX* |  |  |  |  | Dual Stack 50GHz SX Scope | 50G or better. Backwards compatible with PCIE 1/2/3/4. If ATI channels used in refclk meas. Option key 4 (50XL) required. Required for RX Cal.
| DPO7AFP | Tektronix | Tek Accessory | Optional | 1 | Aux front panel | Control panel for SX scope (knobs and buttons)
| DPO7RFK2 | Tektronix | Tek Accessory | Required | 2 | Attenuator Kit | Attenuator kit + DC Blocks
| C7239 | CentricRF | 3rd Party | Optional | 2 | 2.92mm Female to 2.4mm Female Adapter Right Angle VSWR 1.15 40Ghz | Optional adapters to reduce the protrusion distance of the ATI SX scope front end
| FMAD1227 | Fairview Microwave | 3rd Party | Optional | 2 | Miter RA 2.4mm Female to 2.92mm Female Adapter with Passivated Stainless Steel Body | Optional adapters to reduce the protrusion distance of the ATI SX scope front end
| PCE5 | Tektronix | Software | Required | 1 | TekExpress Gen5 Tx | Requires PCE3/PCE4 option to support PCI Express Gen1/2/3/4 TekExpress Compliance/Debug Automation with DPOJet Measurements Software
| PCE4 | Tektronix | Software | Recommended | 1 | TekExpress Gen4 Tx | Required for Gen4 compatability
| PCE3 | Tektronix | Software | Recommended | 1 | TekExpress Gen1/2/3 Tx | Required for Gen1/2/3 compatability
| DJA | Tektronix | Option | Required | 1 | DPOJET Advanced option | DPOJET advanced option
| SDLA64 | Tektronix | Option | Required | 1 | Serial Data Link Analysis Software | Serial Data Link Analysis Software
| Z2025A | Anritsu | Anritsu Accessory | Required | 1 | USB Digital I/O Device | Optional: Lower cost solution for automated DUT pattern toggling. Choose 1: this or AFG. Additional Part Info : https://www.ni.com/en-us/support/model.usb-6501.html
| AFG31252 | Tektronix | Equipment | Optional | 1 | Arbitrary Function Generator | Optional: For automated DUT pattern toggling. Choose 1: this or Z2025A.
| C0118SB | CentricRF | 3rd Party | Optional | 2 | SMA Inner DC Block .01-18Ghz 1.0db Loss VSWR 1.35 S Steel 50V | For automated DUT Tx pattern toggling
| SD3241 | Fairview Microwave | 3rd Party | Optional | 2 | Inner DC Block From 10 MHz to 18 GHz With SMA Connectors | For automated DUT Tx pattern toggling
| 015-0572-00 | Tektronix | Tek Accessory | Optional | 2 | BNC to SMA Adaptor | For automated DUT Tx pattern toggling
| 174-6053-01 | Tektronix | Tek Accessory | Optional | 1 | USB 2.0 Cable - Type A to Type B Male; 6ft | Required when using AFG31252 for preset toggling
| 174-6659-01 | Tektronix | Tek Accessory | Optional | 1 | Cable pair; SMA - SMP cable pair | For AFG connection to DUT Rx Lane 0 (toggling)
| PMCABLE1M | Tekronix | Tek Accessory | Required | 1 | Cable pair; 2.92-to-2.92mm, Straight, 1.5ps matched, 40GHz | DUT Tx to Scope
| 174-6658-00 | Tektronix | Tek Accessory | Required | 1 | Cable pair; SMP-to-SMP, Right Angle, 2.5ps matched | For Manual DUT Preset Toggling
| 003-1939-xx | Tektronix | Tek Accessory | Required | 1 | SMP terminator installation/extraction tool
| 03-1941-xx | Tektronix | Tek Accessory | Required | 1 | SMP right-angle cable extraction tool.
| PCI 65_MMPX Kit | Huber Suhner | Tek Accessory | Required | 1** | MMPX 50 Ohm Terminator | quantity depends on lane width
| ATX Power Supply | Corsair | 3rd Party | Required | 1 | ATX Power Supply for System Board Power | Required for System DUT power
| TF-PCIE5-CEM-X1 | Tektronix or PCI-SIG | Test Fixtures | Required | 1 | Gen 5 CEM Test Fixtures *** | PCIe Gen5 Electrical Test Fixture, Supports X1/X16 configuration. Tektronix fixtures are not officialy approved by PCI-SIG ******
| TF-PCIE5-CEM-X16 | Tektronix or PCI-SIG | Test Fixtures | Required | 1 | Gen 5 CEM Test Fixtures *** | Tektronix fixtures are not officialy approved by PCI-SIG ****
| ZTM/ZTM2 | Mini-circuits | Equipment | Optional | 2***** | 40GHz RF switch for automated multi-lane testing | Contact Product Line for model and configuration assistance
* If ATI channels will be used for refclk measurements they will need Option Key 4 (50XL) . Adding support for Gen5 CEM Tx on 33GHz Tek Connect channels with interpolation.
** Quantity depends upon the link width to be tested: x1 = Qty 0, x4 = Qty 6, x8 = Qty 14, x16 = Qty 32. Kit contains multiple terminators.
*** Gen5 CEM Test Fixtures are expected to be backwards compatible for Gen1/2/3/4 Tx, if not then Gen4 fixtures may be required. Tektronix variants need to be replaced by PCI-SIG official fixtures when available for purchase.
**** It is assumed MMPX cables and MMPX to SMA adaptor cables for test fixture connections are included with the fixture kit
*****Quantity depends on the number of Lanes required to be switched
Application | Item | Vendor | Type | Requirement | Qty | Description | Notes
PCIe Gen5 PLL BW | MP1900A | Anritsu | Equipment | Required | 1 | ≥32Gb/s BERT | NRZ or PAM4 Config can be used for Gen3/4/5
| DPS73304SX | Tektronix | Equipment | Required | 1 | Single Stack 33GHz or better (e.g. Dual Stack 50GHz Sx Scope) | 33G or better. Backward compatible to PCIe Gen1/2/3/4. Minimum 2 channels for cable pair, 1 channel for probe.
| DPO7AFP | Tektronix | Equipment | Optional | 1 | Auxiliary Front Panel
| DPO7RFK2 | Tektronix | Tek Accessory | Required | 2 | Attenuator Kit | Only required if scope is Dual Stack and using ATI Channels.
| PMCABLE1M | Tektronix | Tek Accessory | Required | 2 | Cable pair; 2.92-to-2.92mm, Straight, 1.5ps matched, 1000mm, 40GHz | Equipment connection to fixtures and DUT
| DJA | Tektronix | Option | Required | 1 | DPOJET Advanced option | DPOJET advanced Jitter, Eye & Timing Analysis SW option
| TF-PCIE5-CEM-X1 | Tektronix or PCI-SIG | Test Fixtures | Required | 1 | Gen 5 CEM Test Fixtures | PCIe Gen5 Electrical Test Fixture, Supports X1/X16 configuration. Tektronix fixtures are not officialy approved by PCI-SIG*
| TF-PCIE5-CEM-X16 | Tektronix or PCI-SIG | Test Fixtures | Required |  |  | PCIe Gen5 Electrical Test Fixture, Supports X1/X4/X8/X16 configuration. Tektronix fixtures are not officialy approved by PCI-SIG*
| Z2025A | Anritsu |  |  | 1 | USB Digital I/O Device | Optional: Lower cost solution for automated DUT pattern toggling : Additional Part Info : https://www.ni.com/en-us/support/model.usb-6501.html
| RXSW-NLP-PLLBW-PCEG5 | Tektronix | Software | Required | 1 | PLLBW RX test software - Node-Locked, Perpetual | Choose one license type
| RXSW-NL1-PLLBW-PCEG5 | Tektronix |  |  |  | PLLBW RX test software - Node-Locked, 1 year subscription
| RXSW-FLP-PLLBW-PCEG5 | Tektronix |  |  |  | PLLBW RX test software - Floating, Perpetual
| RXSW-FL1-PLLBW-PCEG5 | Tektronix |  |  |  | PLLBW RX test software - Floating, 1 year subscription
* It is assumed MMPX cables and MMPX to SMA adaptor cables for test fixture connections are included with the fixture kit
PCI Express Gen4
Application | Item | Vendor | Type | Requirement | Qty | Description | Notes
PCIe Gen4 Base Tx | DPO73304SX or DPO72504DX | Tektronix | Equipment | Required | 1 | ≥25GHz, 4-channel oscilloscope | See datasheet for other compatible oscilloscope models. Minimum BW = 25 GHz
| PCE4 | Tektronix | Option | Required | 1 | TekExpress PCIe Gen4 TX Compliance/Debug SW Pkg
| PCE3 | Tektronix | Option | Required | 1 | TekExpress PCIe Gen3/2/1 TX Compliance/Debug SW Pkg
| DJA | Tektronix | Option | Required | 1 | DPOJET Advanced option
| SDLA64 | Tektronix | Option | Optional | 1 | Serial Data Link Analysis SW option | Recommended for embed, de-embed and equalizaton
| PMCABLE1M | Tektronix | Tek Accessories | Required | 1 | Cable pair;2.92mm-to-2.92mm, Straight, 1.5ps matched, 1000mm | DUT TX output to TekScope inputs
| ZTM/ZTM2 | Mini-circuits | Equipment | Optional | 1 to 2 | 26.5GHz RF switch for automated multi-lane testing | Contact Tektronix for model and configuration assistance
| SD3473 | Fairview Microwave | 3rd Party | Required | 2 | DC Block, 26.5GHz | Or equivalent
Application | Item | Vendor | Type | Requirement | Qty | Description | Notes
PCIe Gen4 Base Rx | MP1900A | Anritsu | Equipment | Required | 1 | ≥16Gb/s BERT | *, ** , NRZ or PAM4 Config can be used for Gen3/4/5
| DPO73304SX or DPO72504DX | Tektronix | Equipment | Required | 1 | 25GHz, 4-channel oscilloscope | 25G or better. Backward compatible to PCIe Gen1/2/3
| DJA | Tektronix | Option | Required | 1 | DPOJET Advanced option | DPOJET advanced Jitter, Eye & Timing Analysis SW option
| SDLA64 | Tektronix | Option | Required | 1 | Serial Data Link Analysis SW option | Embedding/De-embedding/s-parameter filter generation/Receiver Virtualization & Analysis Software
| 174-6659-01 | Tektronix | Tek Accessories | Required | 1 | Cable pair; SMA - SMP cable | Refclk connection between DUT & BERT
| PMCABLE1M | Tektronix | Tek Accessories | Required | 2 | Cable pair; 2.92-to-2.92mm, Straight, 1.5ps matched, 1000mm, 40GHz | Equipment connections to replica channel & DUT
| PCIe Gen4 BASE fixtures | PCI-SIG | 3rd party | Required | 1 | Or equivalent variable ISI channel fixture
| ZTM/ZTM2 | Mini-circuits | Equipment | Optional | 1 to 2 | 26.5GHz RF switch for automated multi-lane testing | Contact Tektronix for model and configuration assistance
| RXSW-NLP-PCIE4C | Tektronix | Software | Required | Pick 1 | Gen4 CEM RX test software - Node-Locked, Perpetual
| RXSW-NL1-PCIE4C |  |  |  |  | Gen4 CEM RX test software - Node Locked, Time Based, 1 year
| RXSW-FLP-PCIE4C |  |  |  |  | Gen4 CEM RX test software - Floating, Perpetual
| RXSW-FL1-PCIE4C |  |  |  |  | Gen4 CEM RX test software - Floating, Time Based, 1 year
* Cables required for connection between BERT modules shall be included by the 3rd party vendor
** Configuration for BERT provided by 3rd party vendor
Application | Item | Vendor | Type | Requirement | Qty | Description | Notes
PCIe Gen4 CEM Tx | MSO/DPO72504DX or DPO73304SX | Tektronix | Equipment | Required | 1 | High Bandwidth Scope. 25GHz+, 4 Ch Req. | Choose one scope type.
| DPS73308SX or DPS75004SX |  |  |  |  | Dual Stack High Bandwidth Scope. 25GHz+, 4 Ch Req.
| TCA-292MM or TCA292D | Tektronix | Equipment | Required | * | Choose 292 adaptors OR Probes: 292 Adapters for Scope Channel Inputs. Direct Connect - No Probe. Will require a cable connection from adaptor to DUT | Choose either 292 or Diff Probe Connection Type. 292 Recommended. Diff Probes only REQUIRED for SYSTEM testing. TCA292D=33GHz BW, TCA-292MM=25GHz BW
| P7625 + P76CA-292C |  | Equipment | Optional | ** | Choose 292 adaptors OR Probes: 25GHz active differential probe + Adapter for P7600 probe to 2.92mm RF connectors
| Z2025A | Anritsu | 3rd Party | Recommended | 1 | USB Digital I/O Device | Optional: Lower cost solution for automated DUT pattern toggling. Choose 1: this or AFG. Additional Part Info : https://www.ni.com/en-us/support/model.usb-6501.html
| AFG31252 | Tektronix | Equipment | Optional | 1 | Arbitrary Function Generator | Optional: For automated DUT pattern toggling. Choose 1: this or Z2025A.
| 131-9399-00 | Tektronix | Tek Accessory | Optional | *** | SMP-F 50 Ohm terminator | Some Add-In Card require termination for unused lanes. Required if this is the case.
| 174-6053-00 | Tektronix | Tek Accessory | Optional | 1 | USB 2.0 compliant cable - Type A Male to Tybe B Male, 6ft | Required when using AFG31252 for preset toggling
| 174-6658-00 | Tektronix | Tek Accessories | Required | 1 | Cable pair;2.92-to-SMP, Right Angle-Right Angle, 2.5ps matched, 305mm | For manual DUT Preset Toggling
| 174-6660-00 | Tektronix | Tek Accessory | Optional | 2 | DC Block, 18GHz | For automated DUT Preset Toggling
| PMCABLE1M **** | Tektronix | Tek Accessory | Required | 1 per lane | Cable pair; 2.92mm-to-2.92mm, Straight, 1.5ps matched, 1000mm | Total quantity will depend upon the number of lanes tested. Each extra lane tested will also need a pair of SMA-SMP adapter cables.
| PCIe Gen 4 Test Fixtures | PCI-SIG | 3rd Party | Required | 1 | CBB/CLB/ISI Board of PCIE 4.0 Rev2.0 | Available only from PCI-SIG directly
| ZTM/ZTM2 | Mini-circuits | Equipment | Optional | 1 to 2 | 26.5GHz RF switch for automated multi-lane testing | Contact Tektronix for model and configuration assistance
| ATX Power supply | Corsair | 3rd Party | Required | 1 | ATX power supply for System board power | As required for DUT power. Any vendor ATX power supply will work.
| ZTM/ZTM2 | Mini-Circuits | Equipment | Optional | ***** | >25GHz RF switch for automated multi-lane testing | Contact Product Line for model and configuration assistance
| PCE4 | Tektronix | Software | Required | 1 | TekExpress PCIe Gen4 TX Compliance/Debug SW Pkg
| PCE3 | Tektronix | Software | Recommended | 1 | TekExpress PCIe Gen3/2/1 TX Compliance/Debug SW Pkg | Required for Gen1/2/3 compatability
| DJA | Tektronix | Software | Required | 1 | DPOJET Advanced option | DPOJET advanced Jitter, Eye & Timing Analysis SW option
| SDLA64 | Tektronix | Software | Optional | 1 | Serial Data Link Analysis SW option | Recommended: Embedding/De-embedding/s-parameter filter generation/Receiver Virtualization & Analysis Software
* For TCA-292MM OR TCA292D adaptor connection w/ AIC, Quantity: 2
** For Diff Probe Connection w/ AIC, Quantity: 1
** P7625 + P76CA-292C is required for System testing to achieve required sample rates, Quantity: 2. TCA-292MM/TCA292D NOT SUFFICIENT FOR SYSTEM TESTING
** Differential probes may be required for Gen 4 CEM Tx Dual Port testing
*** Only required if AIC requires termination for unused lanes. Quantity depends upon the number of lanes to be tested: x1 = Qty 0, x4 = Qty 6, x8 = Qty 14, x16 = Qty 30
**** Only required for AIC testing. Will be required for multi-lane SYSTEM testing with an RF Switch
***** Quantity depends on the number of Lanes required to be switched
Gen 4 CEM TX Configuration Note -
For AIC testing - TCA-SMA-292D TekConnect adapters can be used across four scope channels, yielding 2 effective differential channels. 1 effective differential channel is required at minimum (2x TCA-SMA-292D).
For AIC testing - P7625 probes with P76CA-292C accessories can be used in each available scope channel yielding a full differential channel for each probe used. 1 effective differential channel is required at minimum (1x P7625, 1x P76CA-292C).
For System testing - P7625 probes are required to achieve 100GS sampling rate for CEM System testing. Resulting in a minimum requirement of (2) P7625 and (2) P76CA-292C accessories.
Application | Item | Vendor | Type | Requirement | Qty | Description | Notes
PCIe Gen4 CEM RX & LEQ | DPO72504DX, DPO73304SX | Tektronix | Equipment | Required | 1 | ≥25GHz minimum bandwidth scope
| DJA | Tektronix | Option | Required | 1 | DPOJET Advanced option | DPOJET advanced Jitter, Eye & Timing Analysis SW option
| MP1900A | Anritsu | Equipment | Required | Pick 1 | Anritsu ≥16Gb/s BERT, add RXSW-XXX-PCIE4C RX software** | NRZ or PAM4 Config can be used for Gen3/4/5
| BSX240 | Tektronix |  |  |  | Tektronix 24Gb/s BERT, options TXEQ, STR, add BSXSICOMB and BSXPCI4CEM software*
| 174-6659-00 | Tektronix | Tek Accessories | Required | 1 | Cable pair; 2.92mm-to-SMP, Right Angle, 1ps matched, 1000mm, 20GHz | PCIe refclk from BSX to CBB (AIC) or Pcie refclk out of CLB to BSX refclk input (rear).
| 174-6663-01 | Tektronix | Tek Accessories | Required | 0 or 1 *** | Cable pair; 2.92mm-to-2.92mm, Straight, 1.5ps matched, 500mm, 40GHz | Power divider out to Error Detector in
| 174-6665-00* | Tektronix | Tek Accessories | Required | 1 | Cable; 2.92mm-to-2.92mm, Right Angle-Right Angle, 300mm, 20GHz | BSX Subrate clock out to BSX Error Detector clock in.
| 174-6666-01 | Tektronix | Tek Accessories | Required | 1 | Cable; SMA-to-SMA, Right Angle-Right Angle, 500mm, 20GHz | BSX Pattern Trigger out to TekScope Aux input
| PMCABLE1M | Tektronix | Tek Accessories | Required | 2 or 3 *** | Cable pair; 2.92mm-to-2.92mm, Straight, 1.5ps matched, 1000mm, 40GHz | BSX TX out to DUT RX in and DUT TX out to Power Divider input.
| SMP Terminator | Fairview Microwave | 3rd Party | Required | **** | 50 Ohm (Female) | Or any equivalent
| MPR40-2 | Fairview Microwave | 3rd Party | Required | 2 | 2-Way Power Divider 2.92mm Connectors, 40 GHz | Or equivalent
| SM3242 | Fairview Microwave | 3rd Party | Required | 2 | Adapter, 2.92mm Male to 2.92mm Male | Power divider output to TekScope input
| SD3473 * | Fairview Microwave | 3rd Party | Required | 2 | DC Block, 26.5GHz | Or equivalent
| ATX Power supply | Corsair | 3rd Party | Required | 1 | ATX power supply for System board power | As required for DUT power. Any vendor ATX power supply will work.
| PCIe Gen 4 Test Fixtures | PCI-SIG | 3rd Party | Required | 1 | Gen4 CBB, CLB and Variable ISI board | Available only from PCI-SIG directly
| SMP-SMP Cables ***** | PCI-SIG | 3rd Party | Required | 4 | SMP-SMP cables
| SMA-SMP (2.6") ***** | PCI-SIG | 3rd Party | Required | 4 | SMA-SMP cables
| PowerUSB – Basic | Power USB | 3rd Party | Optional | 1 | PowerUSB power strip | For DUT reset automation. Not compatable with 240VAC systems
| AH54192A | Anritsu | 3rd Party | Optional | 1 | PCIe Gen4 Active Redriver (back channel equalization) | High loss back channels (DUT Tx to Error Detector) may need Active Equalization
| C7035 | CentricRF | 3rd Party | Recommended | 6 | Adapter; 2.92mm Right Angle Male-Female | BERT I/O and Power Divider output to BSX Eror Detector
| RXSW-NLP-PCIE4B | Tektronix | Software | Required | Pick 1 | Gen4 BASE RX test software - Node-Locked, Perpetual
| RXSW-NL1-PCIE4B |  |  |  |  | Gen4 BASE RX test software - Node Locked, Time Based, 1 year
| RXSW-FLP-PCIE4B |  |  |  |  | Gen4 BASE RX test software - Floating, Perpetual
| RXSW-FL1-PCIE4B |  |  |  |  | Gen4 BASE RX test software - Floating, Time Based, 1 year
* BSX Only
** MP1900A Only
*** Depending on the bench locations for the DUT, scope and BERT the user can either go with 2pr - PMCABLE1M and 1pr 174-6663-01, OR, 3pr - PMCABLE1M
**** Number of SMP terminators needed based on number of lanes in System or AIC under test. i.e. - a x16 DUT requires 30 SMP terminators. (2 * ( Number of unused lanes -1 ) )
***** Assumed to be included with CEM fixture set from PCI-SIG
****** Another matched pair of cables (e.g. 174-6663-01) will be required if the Active re-driver is used for Rx or Tx LEQ
Application | Item | Vendor | Type | Requirement | Qty | Description | Notes
PCIe Gen4 PLL Testing | CR286A | Tektronix | Equipment | Required | 1 | Clock recovery unit | Requires option PCIe8G, 26JG
| PMCABLE1M | Tektronix | Tek Accessories | Required | 1 | Cable pair; SMA-to-SMA, Straight, 1.5ps matched, 1000mm | DUT TX out to CR Data In
| 174-6657-01 | Tektronix | Tek Accessories | Required | 1 | Cable pair, 2.92mm female to SMP Female, matched, 102mm
| 174-6659-00 | Tektronix | Tek Accessories | Required | 1 | Cable pair; 2.92mm-to-SMP, Right Angle, 1ps matched, 1000mm | CR PCIe clk (rear) to CBB Refclk In
| 174-6658-00 | Tektronix | Tek Accessories | Required | 1 | Cable pair; SMP-to-SMP, Right Angle-Right Angle, 2.5ps matched, 305mm | For Manual DUT Preset Toggling
| PCI 4.0 CEM test fixture set | PCI-SIG | 3rd Party | Required | 1 | Gen4 CBB, CLB and Variable ISI board | Only available from the PCI-SIG
| 321-8010-00 | Tektronix | Tek Accessories | Required | 2 | Terminator; SMA, 50 ohm | Terminate CR data outputs
| ATX Power supply | Corsair | 3rd Party | Optional | 1 | ATX power supply for System board power | As required for DUT power
PCI Express Gen3
Application | Item | Vendor | Type | Requirement | Qty | Description | Notes
PCIe Gen3 Base Tx | DPO71304SX or DPO71254C | Tektronix | Equipment | Required | 1 | ≥12.5GHz Oscilloscope, 4 analog channels | See datasheet for other compatible oscilloscope models. Minimum BW = 20 GHz
| PCE3 | Tektronix | Option | Required | 1 | TekExpress PCIe Gen3/2/1 TX Compliance software
| DJA | Tektronix | Option | Required | 1 | DPOJET Advanced option | DPOJET advanced Jitter, Eye & Timing Analysis SW option
| SDLA64 | Tektronix | Option | Optional | 1 | Serial Data Link Analysis Software | Embedding/De-embedding/s-parameter filter generation/Receiver Virtualization & Analysis Software
| ZTM/ZTM2 | Mini-circuits | Equipment | Optional | 1 to 2 | 18GHz RF switch for automated multi-lane testing | Contact Tektronix for model and configuration assistance
| PMCABLE1M | Tektronix | Tek Accessories | Required | 1 | Cable pair;2.92mm-to-2.92mm, Straight, 1.5ps matched, 1000mm
| SD3461 | Fairview Microwave | 3rd Party | Required | 2 | DC block, 18GHz | Or equivalent
Application | Item | Vendor | Type | Requirement | Qty | Description | Notes
PCIe Gen3 Base Rx | MP1900A | Anritsu | Equipment | Required | Pick 1 | Anritsu ≥16Gb/s BERT, add RXSW-XXX-PCIE4C RX software** | NRZ or PAM4 Config can be used for Gen3/4/5
| BSX125 or BSX240 | Tektronix |  |  |  | 12.5Gb/s BERT, options TXEQ, STR, add BSXSICOMB, BSXPCI4EQ, BSXPCI4BSE software*
| GRL GRL-PCIE4-BASE-RXA** | Granite River Labs | Software | Required | 1 | PCI Express® 4.0 Receiver Test Automation Software for BASE testing
| DPO71304SX or DPO71254C | Tektronix | Equipment | Required | 1 | ≥12.5GHz Oscilloscope, 4 analog channels
| DJA | Tektronix | Option | Required | 1 | DPOJET Advanced option | DPOJET advanced Jitter, Eye & Timing Analysis SW option
| SDLA64 | Tektronix | Option | Required | 1 | Serial Data Link Analysis SW option | Embedding/De-embedding/s-parameter filter generation/Receiver Virtualization & Analysis Software
| SD3461 | Fairview Microwave | 3rd Party | Required | 2 | DC Block, 18GHz | Or equivalent; BSX Pattern Generator outputs
| ZTM/ZTM2 | Mini-circuits | Equipment | Optional | 1 to 2 | 18GHz RF switch for automated multi-lane testing | Contact Tektronix for model and configuration assistance
| PMCABLE1M | Tektronix | Tek Accessories | Required | 2 | Cable pair;2.92mm-to-2.92mm, Straight, 1.5ps phase-matched, 1000mm | 1-RX path to DUT, 1-TX path from DUT
| BSA12500ISI | Tektronix | Tek Accessories | Required | 1 | Or equivalent variable ISI channel fixture | Optional Artek A2 Programmable ISI Generator (www.aceunitech.com) is supported
*BSX Only
**MP1900A only
*** Cables required for connection between MP1900A modules shall be included by the 3rd party vendor
**** Configuration for MP1900A provided by 3rd party vendor
Application | Item | Vendor | Type | Requirement | Qty | Description | Notes
PCIe Gen3 CEM AIC Tx | DPO71304SX or DPO71254C | Tektronix | Equipment | Required | 1 | ≥12.5GHz Oscilloscope, 4 analog channels | See datasheet for other compatible oscilloscope models. Minimum BW = 20GHz
| PCE3 | Tektronix | Option | Required | 1 | TekExpress PCIe Gen3/2/1 TX Compliance/Debug SW Pkg
| DJA | Tektronix | Option | Required | 1 | DPOJET Advanced option | DPOJET advanced Jitter, Eye & Timing Analysis SW option
| SDLA64 | Tektronix | Option | Optional | 1 | Serial Data Link Analysis Software | Embedding/De-embedding/s-parameter filter generation/Receiver Virtualization & Analysis Software
| PMCABLE1M | Tektronix | Tek Accessories | Required | 1 | Cable pair;2.92mm-to-2.92mm, Straight, 1.5ps matched, 1000mm | TX out to oscilloscope input; Total quantity will depend upon the number of lanes tested
| SD3461 | Fairview Microwave | 3rd Party | Optional | 2 | DC Block, 18GHz | Or equivalent; AFG outputs
| PCIe Gen3 Test Fixtures | PCI-SIG | 3rd Party | Required | 1 | PCIe Gen3 CBB, CLB and ISI Riser card | Available only from PCI-SIG directly
| 174-6658-00 | Tektronix | Tek Accessories | Required | 1 | Cable pair;SMP-to-SMP, Right Angle-Right Angle, 2.5ps matched, 305mm | For Manual DUT Preset Toggling
| ZTM/ZTM2 | Mini-circuits | Equipment | Optional | 1 to 2 | 18GHz RF switch for automated multi-lane testing | Contact Tektronix for model and configuration assistance
| AFG31252 | Tektronix | Equipment | Optional | 1 | Arbitrary Function Generator | For automated preset toggling.
| 174-6660-00 | Tektronix | Tek Accessories | Optional | 2 | DC Block, 18GHz | For automated preset toggling.
| 015-0572-00 | Tektronix | Tek Accessories | Optional | 2 | Adapter - SMA Female to BNC Male | AFG outputs; Required when using AFG31252 for preset toggling
| 131-9399-00 | Tektronix | Tek Accessories | Required | Depends | SMP 50 ohm Terminator | Unused TX outputs on CBB; Quantity depends upon the link width to be tested: x1 = Qty 0, x4 = Qty 6, x8 = Qty 14, x16 = Qty 30
| 174-6053-00 | Tektronix | Tek Accessories | Optional | 1 | USB 2.0 compliant cable - Type A Male to Tybe B Male, 6ft | Oscilloscope to AFG; Required when using AFG31252 for preset toggling
| ATX Power supply | Corsair | 3rd Party | Optional | 1 | ATX power supply for System board power | As required for CBB power
Application | Item | Vendor | Type | Requirement | Qty | Description | Notes
PCIe Gen3 CEM System Tx | DPO71304SX or DPO71254C | Tektronix | Equipment | Required | 1 | ≥12.5GHz Oscilloscope, 4 analog channels | See datasheet for other compatible oscilloscope models. Minimum BW = 20GHz
| PCE3 | Tektronix | Option | Required | 1 | TekExpress PCIe Gen3/2/1 TX Compliance/Debug SW Pkg
| DJA | Tektronix | Option | Required | 1 | DPOJET Advanced option | DPOJET advanced Jitter, Eye & Timing Analysis SW option
| SDLA64 | Tektronix | Option | Optional | 1 | Serial Data Link Analysis Software | Embedding/De-embedding/s-parameter filter generation/Receiver Virtualization & Analysis Software
| PMCABLE1M | Tektronix | Tek Accessories | Required | 1 | Cable pair;2.92mm-to-2.92mm, Straight, 1.5ps matched, 1000mm | TX out of DUT to oscilloscope. Total quantity will depend upon the number of lanes tested
| PMCABLE1M | Tektronix | Tek Accessories | Optional | 1 | Cable pair;2.92mm-to-2.92mm, Straight, 1.5ps matched, 1000mm | CLK out of CLB to oscilloscope. Required only for clock measurements
| 174-6657-01 | Tektronix | Tek Accessories | Required | 1 | Cable pair;2.92mm-to-SMP, Right Angle, 1ps matched, 102mm | Adapt 2.92mm/SMA connectors to PCI test fixtures.
| 174-6657-01 | Tektronix | Tek Accessories | Optional | 1 | Cable pair;2.92mm-to-SMP, Right Angle, 1ps matched, 102mm | Adapt 2.92mm/SMA connectors to PCI test fixtures. Required only for clock measurements
| SD3461 | Fairview Microwave | 3rd Party | Required | 2 | DC Block, 18GHz | Or equivalent
| PCIe Gen3 Test Fixtures | PCI-SIG | 3rd Party | Required | 1 | PCIe Gen3 CBB, CLB and ISI Riser card | Available only from PCI-SIG directly
| ZTM/ZTM2 | Mini-circuits | Equipment | Optional | 1 to 2 | 18GHz RF switch for automated multi-lane testing | Contact Tektronix for model and configuration assistance
| 174-6658-00 | Tektronix | Tek Accessories | Required | 1 | Cable pair;SMP-to-SMP, Right Angle-Right Angle, 2.5ps matched, 305mm | For Manual DUT Preset Toggling. CBB Toggle signal out to RX Lane0 in
| AFG31252 | Tektronix | Equipment | Required | 1 | Arbitrary Function Generator | For automated preset toggling.
| 174-6660-00 | Tektronix | Tek Accessories | Optional | 2 | DC Block, 18GHz | For automated preset toggling. AFG outputs.
| 015-0572-00 | Tektronix | Tek Accessories | Required | 2 | Adapter - SMA Female to BNC Male | Required when using AFG31252 for preset toggling. AFG outputs.
| 131-9399-00 | Tektronix | Tek Accessories | Required | Depends | SMP 50 ohm Terminator | Unused TX outputs on CBB. Quantity depends upon the number of lanes to be tested: x1 = Qty 0, x4 = Qty 6, x8 = Qty 14, x16 = Qty 30
| 174-6053-00 | Tektronix | Tek Accessories | Required | 1 | USB 2.0 compliant cable - Type A Male to Tybe B Male, 6ft | Oscilloscope to AFG; Required when using AFG31252 for preset toggling
| ATX Power supply | Corsair | 3rd Party | Optional | 1 | ATX power supply for System board power | As required for DUT power
Application | Item | Vendor | Type | Requirement | Qty | Description | Notes
PCIe Gen3 CEM Rx LinkEQ | MP1900A | Anritsu | Equipment | Required | Pick 1 | Anritsu ≥16Gb/s BERT, add RXSW-XXX-PCIE4C RX software** | NRZ or PAM4 Config can be used for Gen3/4/5
| BSX125 or BSX240 | Tektronix |  |  |  | 12.5Gb/s BERT, options TXEQ, STR, add BSXSICOMB, BSXPCI4EQ, BSXPCI4BSE software*
| DPO71304SX or DPO71254C | Tektronix | Equipment | Required | 1 | ≥12.5 GHz Oscilloscope; 4 analog channels | Minimum 12.5GHz BW
| BSXSICOMB | Tektronix | Tek Accessories | Required | 1 | Interference combiner kit for BSX
| BSXPCI3EQ | Tektronix | Tek Accessories | Required | 1 | BSX detector equalization kit for PCIe Gen3
| PMCABLE1M | Tektronix | Tek Accessories | Required | 2 | Cable pair;2.92mm-to-2.92mm, Straight, 1.5ps matched, 1000mm
| 174-6665-00 | Tektronix | Tek Accessories | Required | 1 | Cable;2.92mm-to-2.92mm, Right Angle-Right Angle, 300mm | BSX Subrate clock out to BSX Error Detector clock in.
| 174-6657-01 | Tektronix | Tek Accessories | Required | 2 | Cable pair;2.92mm-to-SMP, Right Angle, 1ps matched, 102mm | Adapt 2.92mm/SMA connectors to PCI test fixtures.
| 174-6659-00 | Tektronix | Tek Accessories | Required | 1 | Cable pair;2.92mm-to-SMP, Right Angle, 1ps matched, 1000mm | PCIe refclk from BSX to CBB (AIC) or PCIe refclk out of CLB to BSX refclk input (rear).
| SD3461 | Fairview Microwave | 3rd Party Accessory | Required | 4 | DC Block, 18GHz | Or equivalent, BSX Pattern Generator out to DUT RX in.
| PCI 3.0 CEM test fixture set | PCI-SIG | 3rd Party | Required | 1 | PCIe Gen3 CBB, CLB and ISI Riser card | Available only from PCI-SIG directly
| PowerUSB – Basic | Power USB | 3rd Party | Optional | 1 | PowerUSB power strip | For DUT reset automation. Not compatable with 240VAC systems
| ATX Power supply | Corsair | 3rd Party | Optional | 1 | ATX power supply for System board power | As required for DUT power
Application | Item | Vendor | Type | Requirement | Qty | Description | Notes
PCIe Gen3 CEM Tx LinkEQ | MP1900A | Anritsu | Equipment | Required | Pick 1 | Anritsu ≥16Gb/s BERT, add RXSW-XXX-PCIE4C RX software** | NRZ or PAM4 Config can be used for Gen3/4/5
| BSX125 or BSX240 | Tektronix |  |  |  | 12.5Gb/s BERT, options TXEQ, STR, add BSXSICOMB, BSXPCI4EQ, BSXPCI4BSE software*
| DPO71304SX or DPO71254C | Tektronix | Equipment | Required | 1 | ≥12.5GHz Digital Phosphor Oscilloscope; 4 analog channels | Minimum 12.5GHz BW
| BSXSICOMB | Tektronix | Tek Accessories | Required | 1 | Interference combiner kit for BSX
| BSXPCI3EQ | Tektronix | Tek Accessories | Required | 1 | BSX detector equalization kit for PCIe Gen3
| 174-6663-01 | Tektronix | Tek Accessories | Required | 1 | Cable pair; 2.92mm-to-2.92mm, Straight, 1.5ps matched, 500mm | Power divider out to Error Detector in
| PMCABLE1M | Tektronix | Tek Accessories | Required | 2 | Cable pair; 2.92mm-to-2.92mm, Straight, 1.5ps matched, 1000mm | BSX TX out to DUT RX in and DUT TX out to Power Divider input.
| 174-6665-00 | Tektronix | Tek Accessories | Required | 1 | Cable; 2.92mm-to-2.92mm, Right Angle-Right Angle, 300mm | BSX Subrate clock out to BSX Error Detector clock in.
| 174-6666-01 | Tektronix | Tek Accessories | Required | 1 | Cable; SMA-to-SMA, Right Angle-Right Angle, 500mm | BSX Pattern Trigger out to TekScope Aux input
| 174-6657-01 | Tektronix | Tek Accessories | Required | 2 | Cable pair; 2.92mm-to-SMP, Right Angle, 1ps matched, 102mm | Adapt 2.92mm/SMA connectors to PCI test fixtures.
| 174-6659-00 | Tektronix | Tek Accessories | Required | 1 | Cable pair; 2.92mm-to-SMP, Right Angle, 1ps matched, 1000mm | PCIe refclk from BSX to CBB (AIC) or PCIe refclk out of CLB to BSX refclk input (rear).
| MPR40-2 | Fairview Microwave | 3rd Party | Required | 2 | 2-Way Power Divider 2.92mm Connectors, 40 GHz
| SM3242 | Fairview Microwave | 3rd Party | Required | 2 | Adapter, 2.92mm Male to 2.92mm Male | Power divider output to TekScope input
| C7035 | CentricRF | 3rd Party | Required | 6 | Adapter; 2.92mm Right Angle Male-Female | BSX I/O and Power Divider output to BSX Eror Detector
| SD3461 | Fairview Microwave | 3rd Party | Required | 2 | DC Block, 18GHz | Or equivalent, BSX Pattern Generator out to DUT RX in.
| ZTM/ZTM2 | Mini-circuits | Equipment | Optional | 1 to 2 | 18GHz RF switch for automated multi-lane testing | Contact Tektronix for model and configuration assistance
| PowerUSB – Basic | Power USB | 3rd Party | Optional | 1 | PowerUSB power strip | For DUT reset automation. Not compatable with 240VAC systems
| PCI 3.0 CEM test fixture set | PCI-SIG | 3rd Party | Required | 1 | Gen3 CBB, CLB and ISI Riser card
| ATX Power supply | Corsair | 3rd Party | Optional | 1 | ATX power supply for System board power | As required for DUT power
Application | Item | Vendor | Type | Requirement | Qty | Description | Notes
PCIe Gen3 PLL Testing | CR125A | Tektronix | Equipment | Required | 1 | 12.5Gb/s clock recovery unit | Requires PCIe option
| PMCABLE1M | Tektronix | Tek Accessories | Required | 1 | Cable pair;SMA-to-SMA, Straight, 1.5ps phase-matched, 1000mm | DUT TX out to CR Data In
| 174-6657-01 | Tektronix | Tek Accessories | Required | 1 | Cable pair, 2.92mm female to SMP Female, matched, 102mm
| 174-6659-00 | Tektronix | Tek Accessories | Required | 1 | Cable pair;2.92mm-to-SMP, Right Angle, 1ps matched, 1000mm | CR PCIe clk (rear) to CBB Refclk In
| 174-6658-00 | Tektronix | Tek Accessories | Required | 1 | Cable pair;SMP-to-SMP, Right Angle-Right Angle, 2.5ps matched, 305mm | For Manual DUT Preset Toggling
| 321-8010-00 | Tektronix | Tek Accessories | Required | 2 | Terminator; SMA, 50 ohm | Terminate CR data outputs
| PCIe 3.0 CEM test fixture set | PCI-SIG | 3rd Party | Required | 1 | Gen3 CBB, CLB and Variable ISI board | Only available from the PCI-SIG
| ATX Power supply | Corsair | 3rd Party | Optional | 1 | ATX power supply for System board power | As required for DUT power
NOTE: PCIe Gen 3 Setups also recommended for testing PCIe Gen 2/1 when applicable
double check the text highlighted in red
Note on C82: [Threaded comment] Your version of Excel allows you to read this threaded comment; however, any edits to it will get removed if the file is opened in a newer version of Excel. Learn more: https://go.microsoft.com/fwlink/?linkid=870924 Comment: https://www.anritsu.com/en-us/
Note on C93: [Threaded comment] Your version of Excel allows you to read this threaded comment; however, any edits to it will get removed if the file is opened in a newer version of Excel. Learn more: https://go.microsoft.com/fwlink/?linkid=870924 Comment: https://pcisig.com/
Note on C106: [Threaded comment] Your version of Excel allows you to read this threaded comment; however, any edits to it will get removed if the file is opened in a newer version of Excel. Learn more: https://go.microsoft.com/fwlink/?linkid=870924 Comment: https://www.anritsu.com/en-us/
Note on C118: [Threaded comment] Your version of Excel allows you to read this threaded comment; however, any edits to it will get removed if the file is opened in a newer version of Excel. Learn more: https://go.microsoft.com/fwlink/?linkid=870924 Comment: https://www.fairviewmicrowave.com/
Note on C119: [Threaded comment] Your version of Excel allows you to read this threaded comment; however, any edits to it will get removed if the file is opened in a newer version of Excel. Learn more: https://go.microsoft.com/fwlink/?linkid=870924 Comment: https://www.centricrf.com/
Note on C123: [Threaded comment] Your version of Excel allows you to read this threaded comment; however, any edits to it will get removed if the file is opened in a newer version of Excel. Learn more: https://go.microsoft.com/fwlink/?linkid=870924 Comment: http://www.pwrusb.com/
Note on C124: [Threaded comment] Your version of Excel allows you to read this threaded comment; however, any edits to it will get removed if the file is opened in a newer version of Excel. Learn more: https://go.microsoft.com/fwlink/?linkid=870924 Comment: https://pcisig.com/
Note on C153: [Threaded comment] Your version of Excel allows you to read this threaded comment; however, any edits to it will get removed if the file is opened in a newer version of Excel. Learn more: https://go.microsoft.com/fwlink/?linkid=870924 Comment: https://www.centricrf.com/
Note on C154: [Threaded comment] Your version of Excel allows you to read this threaded comment; however, any edits to it will get removed if the file is opened in a newer version of Excel. Learn more: https://go.microsoft.com/fwlink/?linkid=870924 Comment: https://www.fairviewmicrowave.com/
Note on C163: [Threaded comment] Your version of Excel allows you to read this threaded comment; however, any edits to it will get removed if the file is opened in a newer version of Excel. Learn more: https://go.microsoft.com/fwlink/?linkid=870924 Comment: https://www.corsair.com/us/en/
Note on C164: [Threaded comment] Your version of Excel allows you to read this threaded comment; however, any edits to it will get removed if the file is opened in a newer version of Excel. Learn more: https://go.microsoft.com/fwlink/?linkid=870924 Comment: https://pcisig.com/
Note on C200: [Threaded comment] Your version of Excel allows you to read this threaded comment; however, any edits to it will get removed if the file is opened in a newer version of Excel. Learn more: https://go.microsoft.com/fwlink/?linkid=870924 Comment: https://www.fairviewmicrowave.com/
Note on C203: [Threaded comment] Your version of Excel allows you to read this threaded comment; however, any edits to it will get removed if the file is opened in a newer version of Excel. Learn more: https://go.microsoft.com/fwlink/?linkid=870924 Comment: https://www.anritsu.com/en-us/
Note on C232: [Threaded comment] Your version of Excel allows you to read this threaded comment; however, any edits to it will get removed if the file is opened in a newer version of Excel. Learn more: https://go.microsoft.com/fwlink/?linkid=870924 Comment: https://pcisig.com/
Note on C234: [Threaded comment] Your version of Excel allows you to read this threaded comment; however, any edits to it will get removed if the file is opened in a newer version of Excel. Learn more: https://go.microsoft.com/fwlink/?linkid=870924 Comment: https://www.corsair.com/us/en/
Note on C260: [Threaded comment] Your version of Excel allows you to read this threaded comment; however, any edits to it will get removed if the file is opened in a newer version of Excel. Learn more: https://go.microsoft.com/fwlink/?linkid=870924 Comment: https://www.anritsu.com/en-us/
Note on C267: [Threaded comment] Your version of Excel allows you to read this threaded comment; however, any edits to it will get removed if the file is opened in a newer version of Excel. Learn more: https://go.microsoft.com/fwlink/?linkid=870924 Comment: https://www.fairviewmicrowave.com/
Note on C268: [Threaded comment] Your version of Excel allows you to read this threaded comment; however, any edits to it will get removed if the file is opened in a newer version of Excel. Learn more: https://go.microsoft.com/fwlink/?linkid=870924 Comment: https://www.fairviewmicrowave.com/
Note on C271: [Threaded comment] Your version of Excel allows you to read this threaded comment; however, any edits to it will get removed if the file is opened in a newer version of Excel. Learn more: https://go.microsoft.com/fwlink/?linkid=870924 Comment: https://www.corsair.com/us/en/
Note on C272: [Threaded comment] Your version of Excel allows you to read this threaded comment; however, any edits to it will get removed if the file is opened in a newer version of Excel. Learn more: https://go.microsoft.com/fwlink/?linkid=870924 Comment: https://pcisig.com/
Note on C275: [Threaded comment] Your version of Excel allows you to read this threaded comment; however, any edits to it will get removed if the file is opened in a newer version of Excel. Learn more: https://go.microsoft.com/fwlink/?linkid=870924 Comment: http://www.pwrusb.com/
Note on C276: [Threaded comment] Your version of Excel allows you to read this threaded comment; however, any edits to it will get removed if the file is opened in a newer version of Excel. Learn more: https://go.microsoft.com/fwlink/?linkid=870924 Comment: https://www.ti.com/
Note on C277: [Threaded comment] Your version of Excel allows you to read this threaded comment; however, any edits to it will get removed if the file is opened in a newer version of Excel. Learn more: https://go.microsoft.com/fwlink/?linkid=870924 Comment: https://www.centricrf.com/
Note on C296: [Threaded comment] Your version of Excel allows you to read this threaded comment; however, any edits to it will get removed if the file is opened in a newer version of Excel. Learn more: https://go.microsoft.com/fwlink/?linkid=870924 Comment: https://pcisig.com/
Note on C298: [Threaded comment] Your version of Excel allows you to read this threaded comment; however, any edits to it will get removed if the file is opened in a newer version of Excel. Learn more: https://go.microsoft.com/fwlink/?linkid=870924 Comment: https://www.corsair.com/us/en/
Note on C308: [Threaded comment] Your version of Excel allows you to read this threaded comment; however, any edits to it will get removed if the file is opened in a newer version of Excel. Learn more: https://go.microsoft.com/fwlink/?linkid=870924 Comment: https://www.fairviewmicrowave.com/
Note on C311: [Threaded comment] Your version of Excel allows you to read this threaded comment; however, any edits to it will get removed if the file is opened in a newer version of Excel. Learn more: https://go.microsoft.com/fwlink/?linkid=870924 Comment: https://www.anritsu.com/en-us/
Note on C313: [Threaded comment] Your version of Excel allows you to read this threaded comment; however, any edits to it will get removed if the file is opened in a newer version of Excel. Learn more: https://go.microsoft.com/fwlink/?linkid=870924 Comment: https://graniteriverlabs.com/
Note on C317: [Threaded comment] Your version of Excel allows you to read this threaded comment; however, any edits to it will get removed if the file is opened in a newer version of Excel. Learn more: https://go.microsoft.com/fwlink/?linkid=870924 Comment: https://www.fairviewmicrowave.com/
Note on C333: [Threaded comment] Your version of Excel allows you to read this threaded comment; however, any edits to it will get removed if the file is opened in a newer version of Excel. Learn more: https://go.microsoft.com/fwlink/?linkid=870924 Comment: https://www.fairviewmicrowave.com/
Note on C334: [Threaded comment] Your version of Excel allows you to read this threaded comment; however, any edits to it will get removed if the file is opened in a newer version of Excel. Learn more: https://go.microsoft.com/fwlink/?linkid=870924 Comment: https://pcisig.com/
Note on C342: [Threaded comment] Your version of Excel allows you to read this threaded comment; however, any edits to it will get removed if the file is opened in a newer version of Excel. Learn more: https://go.microsoft.com/fwlink/?linkid=870924 Comment: https://www.corsair.com/us/en/
Note on C353: [Threaded comment] Your version of Excel allows you to read this threaded comment; however, any edits to it will get removed if the file is opened in a newer version of Excel. Learn more: https://go.microsoft.com/fwlink/?linkid=870924 Comment: https://www.fairviewmicrowave.com/
Note on C354: [Threaded comment] Your version of Excel allows you to read this threaded comment; however, any edits to it will get removed if the file is opened in a newer version of Excel. Learn more: https://go.microsoft.com/fwlink/?linkid=870924 Comment: https://pcisig.com/
Note on C362: [Threaded comment] Your version of Excel allows you to read this threaded comment; however, any edits to it will get removed if the file is opened in a newer version of Excel. Learn more: https://go.microsoft.com/fwlink/?linkid=870924 Comment: https://www.corsair.com/us/en/
Note on C365: [Threaded comment] Your version of Excel allows you to read this threaded comment; however, any edits to it will get removed if the file is opened in a newer version of Excel. Learn more: https://go.microsoft.com/fwlink/?linkid=870924 Comment: https://www.anritsu.com/en-us/
Note on C374: [Threaded comment] Your version of Excel allows you to read this threaded comment; however, any edits to it will get removed if the file is opened in a newer version of Excel. Learn more: https://go.microsoft.com/fwlink/?linkid=870924 Comment: https://www.fairviewmicrowave.com/
Note on C375: [Threaded comment] Your version of Excel allows you to read this threaded comment; however, any edits to it will get removed if the file is opened in a newer version of Excel. Learn more: https://go.microsoft.com/fwlink/?linkid=870924 Comment: https://pcisig.com/
Note on C376: [Threaded comment] Your version of Excel allows you to read this threaded comment; however, any edits to it will get removed if the file is opened in a newer version of Excel. Learn more: https://go.microsoft.com/fwlink/?linkid=870924 Comment: http://www.pwrusb.com/
Note on C377: [Threaded comment] Your version of Excel allows you to read this threaded comment; however, any edits to it will get removed if the file is opened in a newer version of Excel. Learn more: https://go.microsoft.com/fwlink/?linkid=870924 Comment: https://www.corsair.com/us/en/
Note on C380: [Threaded comment] Your version of Excel allows you to read this threaded comment; however, any edits to it will get removed if the file is opened in a newer version of Excel. Learn more: https://go.microsoft.com/fwlink/?linkid=870924 Comment: https://www.anritsu.com/en-us/
Note on C391: [Threaded comment] Your version of Excel allows you to read this threaded comment; however, any edits to it will get removed if the file is opened in a newer version of Excel. Learn more: https://go.microsoft.com/fwlink/?linkid=870924 Comment: https://www.fairviewmicrowave.com/
Note on C393: [Threaded comment] Your version of Excel allows you to read this threaded comment; however, any edits to it will get removed if the file is opened in a newer version of Excel. Learn more: https://go.microsoft.com/fwlink/?linkid=870924 Comment: https://www.centricrf.com/
Note on C396: [Threaded comment] Your version of Excel allows you to read this threaded comment; however, any edits to it will get removed if the file is opened in a newer version of Excel. Learn more: https://go.microsoft.com/fwlink/?linkid=870924 Comment: http://www.pwrusb.com/
Note on C397: [Threaded comment] Your version of Excel allows you to read this threaded comment; however, any edits to it will get removed if the file is opened in a newer version of Excel. Learn more: https://go.microsoft.com/fwlink/?linkid=870924 Comment: https://pcisig.com/
Note on C398: [Threaded comment] Your version of Excel allows you to read this threaded comment; however, any edits to it will get removed if the file is opened in a newer version of Excel. Learn more: https://go.microsoft.com/fwlink/?linkid=870924 Comment: https://www.corsair.com/us/en/
Note on C407: [Threaded comment] Your version of Excel allows you to read this threaded comment; however, any edits to it will get removed if the file is opened in a newer version of Excel. Learn more: https://go.microsoft.com/fwlink/?linkid=870924 Comment: https://pcisig.com/
Note on C408: [Threaded comment] Your version of Excel allows you to read this threaded comment; however, any edits to it will get removed if the file is opened in a newer version of Excel. Learn more: https://go.microsoft.com/fwlink/?linkid=870924 Comment: https://www.corsair.com/us/en/
Note on H193: [Threaded comment] Your version of Excel allows you to read this threaded comment; however, any edits to it will get removed if the file is opened in a newer version of Excel. Learn more: https://go.microsoft.com/fwlink/?linkid=870924 Comment: https://www.tek.com/datasheet/pci-express(r)-transmitter-compliance-debug-solution

## PCIe Margin
Disclaimers:
Tektronix assumes no responsibility or liability for any errors or omissions in the content of this configuration.
The information contained in this config is provided on an "as is" basis for planning purpose only with no guarantee of any kind, express or implied.
Contact your local Tektronix Account Manager for latest configuration information. https://www.tek.com/en/buy/request-sales-contact
July 2023
TMT4 Margin Tester Configuration Tables
PCI Express Gen3 and Gen4
Application | Item | Vendor | Type | Requirement | Qty | Description | Notes
PCIe Gen3/4 Margin Testing (TX and RX) | TMT4 Margin Tester | Tektronix | Hardware | Required | 1 | TMT4 Margin Tester | Includes power cord, Ethernet cable, accessory cable.
| PCIE4-CABLE | Tektronix | Cable | Included | 1 | Accessory cable for all PCIE4 adapters except PCIE4-M2.22-EDGE | Standard accessory, comes with TMT4 Margin Tester
| PCIE4-CEM-EDGEX1 | Tektronix | Adapter | Optional | 1 | PCIe 4.0 x1 CEM Edge Finger Adapter
| PCIE4-CEM-EDGEX4 | Tektronix | Adapter | Optional | 1 | PCIe 4.0 x4 CEM Edge Finger Adapter
| PCIE4-CEM-EDGEX8 | Tektronix | Adapter | Optional | 1 | PCIe 4.0 x8 CEM Edge Finger Adapter
| PCIE4-CEM-EDGEX16 | Tektronix | Adapter | Optional | 1 | PCIe 4.0 x16 CEM Edge Finger Adapter
| PCIE4-CEM-SLOTX16 | Tektronix | Adapter | Optional | 1 | PCIe 4.0 x16 CEM Slot Adapter
| PCIE4-M2.22-EDGE | Tektronix | Cable | Optional | 1 | PCIe 4.0 M.2 22mm M-type Edge Finger Adapter and Cable
| PCIE4-M2-SLOT | Tektronix | Adapter | Optional | 1 | PCIe 4.0 M.2 M-type Slot Adapter
| PCIE4-U2-EDGE | Tektronix | Adapter | Optional | 1 | PCIe 4.0 U.2 Edge Finger Adapter
| PCIE4-U2-SLOT | Tektronix | Adapter | Optional | 1 | PCIe 4.0 U.2 Slot Adapter
| PCIE4-U3-EDGE | Tektronix | Adapter | Optional | 1 | PCIe 4.0 U.3 Edge Finger Adapter
| PCIE4-U3-SLOT | Tektronix | Adapter | Optional | 1 | PCIe 4.0 U.3 Slot Adapter
| PCIE4-ADAPTER-BAS | Tektronix | Accessory | Optional | 1 | PCIe 4.0 Metal Weighted Base for Slot Adapters
| PCIE4-PRO-BUNDLE | Tektronix | Adapter Kit | Recommended | 1 | All PCIe 4.0 Adapters except Coax in a Hard Case

## USB3 & USB4
Disclaimers:
Tektronix assumes no responsibility or liability for any errors or omissions in the content of this configuration. The information contained in this config is provided on an "as is" basis for planning purpose only with no guarantee of any kind, express or implied. Contact your local Tektronix Account Manager for latest configuration information. https://www.tek.com/en/buy/request-sales-contact
July 2023
USB Configuration Tables
USB4
Application | Item | Vendor | Type | Requirement | Qty | Description | Notes
USB4 Gen2/Gen3 Tx | DPO72304DX, DPO72304SX | Tektronix | Equipment | Required | 1 | ≥21GHz, 2-channel oscilloscope | 21GHz minimum scope BW
| 10XL | Tektronix | Software | Optional | 1 | Extended record length 125M/channel, useful for debug.
| DPO7AFP (SX scopes only) | Tektronix | Equipment | Optional | 1 | Aux front panel
| USB4 | Tektronix | Software | Required | 1 | USB4 transmitter Tx software
| CIO | Tektronix | Software | Required | 1 | Pre-req option for USB4
| DJA | Tektronix | Software | Required | 1 | Pre-req option for USB4
| SDLA64 | Tektronix | Software | Required | 1 | Pre-req option for USB4
| PMCABLE1M | Tektronix | Cable | Required | 2 | Phase Mated Cable pair, 2.92mm (M-M)
| 640-0961-000 | Wilder | Equipment | Required | 1 | USB4 controller and fixture
| SM8852 | Fairview Microwave | Accessory | Required | 4 | 2.92mm (female) to SMP (female) Cable or Adapter
| K621 | Anritsu | Accessory | Required | 2 | DC Blocks
USB4 Gen2/Gen3 Rx | MP1900A | Anritsu | Equipment | Required | 1 | 20Gb/s, BERT configuration available upon request | 20Gb/s minimum, refer to Anritsu rep for specific options needed…i.e. Error Detector, Equalization, and Link Training
| DPO72304DX, DPO72304SX | Tektronix | Equipment | Required | 1 | ≥21GHz, 2-channel oscilloscope | 21GHz minimum scope BW
| RXSW-NLP-USB4 | Tektronix | Equipment | Required | 1 | USB 4.0 Receiver test automation software | "NLP" indicates node-locked permanent version, time based and floating options also available
| DJA | Tektronix | Software | Required | 1 | Pre-req option for USB4
| SDLA64 | Tektronix | Software | Required | 1 | Pre-req option for USB4
| PMCABLE1M | Tektronix | Equipment | Required | 3 | Precision Phase Matched Cable Pair, 1m
| 640-0961-000 | Wilder | Equipment | Required | 1 | USB4 controller and fixtures
| ST2643 | Fairview Microwave | Accessory | Required | 4 | SMP terminators
| SM8852 | Fairview Microwave | Accessory | Required | 6 | 2.92mm (female) to SMP (female) Cable or Adapter
| PCIe Gen4 ISI Fixture | PCI-SIG | Equipment | Required | 1 | ISI fixture | Recommeded for use until official fixture available from USBIF
USB3.X
Application | Item | Vendor | Type | Requirement | Qty | Description | Notes
USB3.2 Gen1 and Gen2 Rx | MP1900A | Anritsu | Equipment | Required | 1 | 20Gb/s, BERT configuration available upon request | 20Gb/s minimum, refer to Anritsu rep for specific options needed…i.e. Error Detector, Equalization, and Link Training
| DPO71604DX, DPO71604SX | Tektronix | Equipment | Required | 1 | 4-channel oscilloscope | Gen1: 13GHz minimum scope BW, Gen2: 16GHz Minimum BW
| GRL-USB32-RXA | GRL | Software | Required | 1 | Granite River Labs USB3.2 compliance automation SW | GRL-USB32-RXA supports USB 3.2 Gen1 (5Gb/s) and Gen2 (10Gb/s). Including test setups for USB Type-CTM, or USB Type-A/B Connectors.
| PMCABLE1M | Tektronix | Equipment | Required | 2 | Precision Phase Matched Cable Pair, 1m
| AFG31252 | Tektronix | Equipment | Required | 1 | For Rx LFPS Testing
| USB3ET | USB-IF | Equipment | Required | 1 | Std-A/Std-B Test Fixture Kit for Gen 1 Testing (order from USB-IF) | Refer to https://www.usb.org/compliancetools for the most up to date information on approved test fixtures
| USB3AET | USB-IF | Equipment | Required | 1 | Std-A/Micro B Test Fixture Kit for Gen 2 Testing (order from USB-IF) | Refer to https://www.usb.org/compliancetools for the most up to date information on approved test fixtures
| USB3CET | USB-IF | Equipment | Required | 1 | Type-C Test Fixture Kit for Gen 1 and Gen 2 Testing (order from USB-IF) | Refer to https://www.usb.org/compliancetools for the most up to date information on approved test fixtures
USB3.2 Gen1 and Gen2 Tx | DPO71604DX, DPO71604SX | Tektronix | Equipment | Required | 1 | 4-channel oscilloscope | Gen1: 13GHz minimum scope BW, Gen2: 16GHz minimum scope BW
| USBSSP-TX | Tektronix | Option | Required | 1 | USB 3.1 Tx Test Automation Software
| DJA | Tektronix | Option | Required | 1 | DPOJET Advanced SW
| SDLA64 | Tektronix | Option | Required | 1 | Serial Data Link Analysis SW
| AFG31252 | Tektronix | Equipment | Required | 1 | Function generator | For DUT control. Any AFG3k, AWG5k/7k/70k
| 015-0572-00 | Tektronix | Accessory | Required | 2 | BNC to SMA adapter
| PMCABLE1M | Tektronix | Accessory | Required | 2 | Cable pair; 2.92-to-2.92mm, Straight, 1.5ps matched, 40GHz
| USB3ET | USB-IF | Equipment | Required | 1 | Std-A/Std-B Test Fixture Kit for Gen 1 Testing | Refer to https://www.usb.org/compliancetools for the most up to date information on approved test fixtures
| USB3AET | USB-IF | Equipment | Required | 1 | Std-A/Micro B Test Fixture Kit for Gen 2 Testing | Refer to https://www.usb.org/compliancetools for the most up to date information on approved test fixtures
| USB3CET | USB-IF | Equipment | Required | 1 | Type-C Test Fixture Kit for Gen 1 and Gen 2 Testing | Refer to https://www.usb.org/compliancetools for the most up to date information on approved test fixtures
USB 2.0 Configuration Tables
Application | Item | Vendor | Type | Requirement | Qty | Description | Notes
USB2.0 Tx Test | DPO70804DX, DPO71304SX | Tektronix | Oscilloscope | Required | 1 | 2 GHz 5 Series MSO Oscilloscope | 2 GHz Min Bandwidth
| Option USB2 | Tektronix | Software | Required | 1 | TekExpress USB 2.0 Electrical Compliance | Option Upgrade: DPO-UP USB2, Floating License: DPOFL-USB2
| Option 5-WIN | Tektronix | Software | Required | 1 | Win 10 O/S Option (to run 5-CMUSB2)
| TDP3500 | Tektronix | Probes | Required | 2 | 3.5 GHz Differential Probes | 2 GHz Min Bandwidth
| OR P6248 | Tektronix | Probes | Required | 2 | 3.5 GHz Differential Probes | Use a TPA-BNC adapter with these older probe models to scope connect
| TAP1500 | Tektronix | Probes | Required | 2 | 1.5 GHz Single-Ended Active Probes
| TCP0020 | Tektronix | Probes | Required | 1 | 50 MHz Current Probe (10 mA)
USB2.0 Rx Test | AWG5202, options 250, 2HV, 2DC | Tektronix | Sources | Optional | 1 | Arbitrary Waveform Generator | For Rx Sensitvity testing. If using, 5x Attenuators recommended
USB2.0 Fixtures | Test Fixtures | USB-IF | Fixture | Required | 1 | USB Test Fixture | Refer to https://www.usb.org/compliancetools for the most up to date information on approved test fixtures
| USB2SIGQUAL | USB-IF | Fixture | Required | 1 | USB Test Fixture | Packet Parameter, Rx sensitivity, etc
Note on B19: [Threaded comment] Your version of Excel allows you to read this threaded comment; however, any edits to it will get removed if the file is opened in a newer version of Excel. Learn more: https://go.microsoft.com/fwlink/?linkid=870924 Comment: Fixtures have been updated and will be available through Wilder mid-October 2022
Note on C19: [Threaded comment] Your version of Excel allows you to read this threaded comment; however, any edits to it will get removed if the file is opened in a newer version of Excel. Learn more: https://go.microsoft.com/fwlink/?linkid=870924 Comment: https://www.wilder-tech.com/en
Note on C20: [Threaded comment] Your version of Excel allows you to read this threaded comment; however, any edits to it will get removed if the file is opened in a newer version of Excel. Learn more: https://go.microsoft.com/fwlink/?linkid=870924 Comment: https://www.fairviewmicrowave.com/
Note on C43: [Threaded comment] Your version of Excel allows you to read this threaded comment; however, any edits to it will get removed if the file is opened in a newer version of Excel. Learn more: https://go.microsoft.com/fwlink/?linkid=870924 Comment: https://usb.org/estore

## Thunderbolt
Disclaimers:
Tektronix assumes no responsibility or liability for any errors or omissions in the content of this configuration.
The information contained in this config is provided on an "as is" basis for planning purpose only with no guarantee of any kind, express or implied.
Contact your local Tektronix Account Manager for latest configuration information. https://www.tek.com/en/buy/request-sales-contact
July 2023
Thunderbolt Configuration Tables
TBT3/TBT4
Application | Item | Vendor | Type | Requirement | Qty | Description | Notes
TBT3/4 Gen2/3 Tx | DPO72304SX or DPO72304DX | Tektronix | Equipment | Required | 1 | ≥21GHz, 2-channel oscilloscope | 21GHz minimum BW
| TBT3 | Tektronix | Software | Required | 1 | TekExpress Thunderbolt 3/4 software
| CIO | Tektronix | Software | Required | 1 | Pre-req option for USB4
| DJA | Tektronix | Software | Required | 1 | Pre-req option for USB4
| SDLA64 | Tektronix | Software | Required | 1 | Pre-req option for USB4
| PMCABLE1M | Tektronix | Cable | Required | 2 | Phase Mated Cable pair, 2.92mm (M-M)
| 10XL | Tektronix | Software | Optional | 1 | Extended record length 125M/channel, useful for debug.
| DPO7AFP (SX scopes only) | Tektronix | Equipment | Optional | 1 | Aux front panel
| 640-0535-000 and 640-0847-000 | Wilder | Equipment | Required | 1 | Thunderbolt Micro-Controller (TBT-TPA-UHG2) and fixtures (TBT-TPA-PR) | Ordered if device is Titan Ridge or Alpine Ridge
| 640-0961-000 | Wilder | Equipment | Required | 1 | USB4 controller and fixture (USB4-TPA-UC-K) | Ordered if device is Ice Lake, Goshen Ridge, Maple Ridge, or Tiger Lake
| SM8852 | Fairview Microwave | Accessory | Required | 4 | 2.92mm (female) to SMP (female) Cable or Adapter
| ST2643 | Fairview Microwave | Accessory | Required | 4 | SMP terminators
TBT3/4 Gen2/3 Rx | MP1900A | Anritsu | Equipment | Required | 1 | 20Gb/s, BERT configuration available upon request | 20Gb/s minimum, refer to Anritsu rep for specific options needed…i.e. Error Detector, Equalization, and Link Training
| DPO72304SX or DPO72304DX | Tektronix | Equipment | Required | 1 | ≥21GHz, 2-channel oscilloscope | 21GHz Minimum BW
| RXSW-NLP-TBT34 | Tektronix | Software | Required | 1 | Thunderbolt 3 and 4 Receiver automation sw for TEK scopes and Anritsu BERT (Requires Opt. CIO, DJA, SDLA) | "NLP" indicates node-locked permanent version, time based and floating options also available
| CIO | Tektronix | Software | Required | 1 | Pre-req option for USB4
| DJA | Tektronix | Software | Required | 1 | Pre-req option for USB4
| SDLA64 | Tektronix | Software | Required | 1 | Pre-req option for USB4
| PMCABLE1M | Tektronix | Equipment | Required | 3 | Precision Phase Matched Cable Pair, 1m
| 640-0946-000 and 640-0847-000 | Wilder | Equipment | Required | 1 | Thunderbolt Micro-Controller (TBT-TPA-UHG2) and fixtures (TBTCAM-TPA-PR) | Ordered if device is Titan Ridge or Alpine Ridge
| 640-0961-000 | Wilder | Equipment | Required | 1 | USB4 controller and fixture (USB4-TPA-UC-K) | Ordered if device is Ice Lake, Goshen Ridge, Maple Ridge, Alder Lake or Tiger Lake
| ST2643 | Fairview Microwave | Accessory | Required | 4 | SMP terminators
| SM8852 | Fairview Microwave | Accessory | Required | 6 | 2.92mm (female) to SMP (female) Cable or Adapter
| PCIe Gen4 ISI Fixture | PCI-SIG | Equipment | Required | 1 | ISI fixture | Recommeded for use until official fixture available from USBIF
Note on C20: [Threaded comment] Your version of Excel allows you to read this threaded comment; however, any edits to it will get removed if the file is opened in a newer version of Excel. Learn more: https://go.microsoft.com/fwlink/?linkid=870924 Comment: https://www.wilder-tech.com/en
Note on C22: [Threaded comment] Your version of Excel allows you to read this threaded comment; however, any edits to it will get removed if the file is opened in a newer version of Excel. Learn more: https://go.microsoft.com/fwlink/?linkid=870924 Comment: https://www.fairviewmicrowave.com/
Note on C24: [Threaded comment] Your version of Excel allows you to read this threaded comment; however, any edits to it will get removed if the file is opened in a newer version of Excel. Learn more: https://go.microsoft.com/fwlink/?linkid=870924 Comment: https://www.anritsu.com/en-us/
Note on C35: [Threaded comment] Your version of Excel allows you to read this threaded comment; however, any edits to it will get removed if the file is opened in a newer version of Excel. Learn more: https://go.microsoft.com/fwlink/?linkid=870924 Comment: https://pcisig.com/

## DisplayPort
Disclaimers:
Tektronix assumes no responsibility or liability for any errors or omissions in the content of this configuration.
The information contained in this config is provided on an "as is" basis for planning purpose only with no guarantee of any kind, express or implied.
Contact your local Tektronix Account Manager for latest configuration information. https://www.tek.com/en/buy/request-sales-contact
July 2023
DisplayPort Configuration Tables
DisplayPort v1.2/1.4
Application | Item | Vendor | Type | Requirement | Qty | Description | Notes
DP Source TX | DPO71254C, DPO71304SX or equivalent | Tektronix | Equipment | Required | 1 | ≥12GHz minimum bandwidth scope, Win10 OS
| DJA | Tektronix | Option | Required | 1 | Jitter & Eye Diagram software
| SDLA64 | Tektronix | Option | Required | 1 | Serial data link analysis software
| DP12 | Tektronix | Option | Required | 1 | DisplayPort v1.2 TX software
| DP14 | Tektronix | Option | Required | 1 | DisplayPort v1.4 TX software | DP12 option required
| EDP | Tektronix | Option | Required | 1 | eDP TX Essentials DPOJET Plugin | If testing eDP, should be ordered with eDP-TPA-A
| EDP14 | Tektronix | Option | Required | 1 | eDP 1.4 Essentials DPOJET Plugin | If testing eDP1.4, should be ordered with eDP-TPA-A
| TF-DP-TPA-P | Wilder | 3rd party | Required | 1 | Standard DP connector plug fixture | If testing standard DP connector, should be ordered with DP-TPA-A
| mDP-TPA-PR | Wilder | 3rd party | Required | 1 | Mini-DP plug test fixture | If testing mini DP connector, should be ordered with DP-TPA-A
| DP-TPA-A | Wilder | 3rd party | Required | 1 | DP Aux control adapter
| DPC-TPA-RRCB | Wilder | 3rd party | Required | 1 | DP typeC plug adapter & control board | If testing DP Type-C
| EDP-TPA30L-P | Wilder | 3rd party | Required | 1 | eDP plug adapter | For testing 30 Position Embedded DisplayPort devices with 4 DP lanes, should be ordered with eDP-TPA-A
| EDP-TPA40L-P | Wilder | 3rd party | Required | 1 | eDP plug adapter | For testing 40 Position Embedded DisplayPort devices with 4 DP lanes, should be ordered with eDP-TPA-A
| eDP-TPA-A | Wilder | 3rd party | Required | 1 | eDP Aux control adapter
| PMCABLE1M | Tektronix | Tek Accessory | Required | 1 to 4 | Phase Matched SMA cable set | Min of 1 pair, up to 4 pairs depending on number of lanes
| P7716 + P77C292MM | Tektronix | Tek Accessory | Recommended | Up to 4 | 16GHz active probe, 2.92mm input adapters
| S46T-18 | Tektronix | Tek Accessory | Optional | 1 | 18GHz RF switch matrix
| DPR-100 | Unigraf | 3rd party | Recommended | 1 | DP aux controller
| GRL-USB-PD-C2 | GRL | 3rd party | Recommended | 1 | Alt mode controller, typeC plug
DisplayPort v2.1
Application | Item | Vendor | Type | Requirement | Qty | Description | Notes
DP Source TX | DPO72304DX, DPO72504SX or equivalent | Tektronix | Equipment | Required | 1 | ≥23GHz mininimum bandwidth scope, Win10 OS
| DP20 | Tektronix | Option | Required | 1 | TekExpress DP20 Pre-Compliance and DPOJET: DP20 TX Plugin Solution (Requires Opt. CIO, DJA, and SDLA64)
| CIO | Tektronix | Option | Required | 1 | Pre-req option for DP20
| DJA | Tektronix | Option | Required | 1 | Jitter & Eye Diagram software
| SDLA64 | Tektronix | Option | Required | 1 | Serial data link analysis software
| PMCABLE1M | Tektronix | Tek Accessory | Required | 1 to 4 | Phase Matched SMA cable set | Min of 1 pair, up to 4 pairs depending on number of lanes
| P7625 or P7633 Probes | Tektronix | Equipment | Optional | Up to 4 |  | Up to four probes can be used to test four lanes with minimal user interaction
| P76CA-292 or P76CA-292C or P76CA-SMP or P76TA | Tektronix | Equipment | Optional | Up to 4 |  | Quantity to match number of probes, SMA if using DP Type-C fixture, SMP for USB4 fixtures
| USB4-TPA-HS-TxP | Wilder | 3rd party | Required | 1 | Wilder USB4 Tx plug fixture
| ENH-DP-TPA-P | Wilder | 3rd party | Required | 1 | Standard Enhanced DP2.1 Plug fixture
| UCD323 | Unigraf | 3rd party | Required | 1 | HDMI & DisplayPort 4K Video Generator & Analyzer | Order Product (option) numbers 065059 and 065060
Note on C18: [Threaded comment] Your version of Excel allows you to read this threaded comment; however, any edits to it will get removed if the file is opened in a newer version of Excel. Learn more: https://go.microsoft.com/fwlink/?linkid=870924 Comment: https://www.wilder-tech.com/en
Note on C28: [Threaded comment] Your version of Excel allows you to read this threaded comment; however, any edits to it will get removed if the file is opened in a newer version of Excel. Learn more: https://go.microsoft.com/fwlink/?linkid=870924 Comment: https://www.unigraf.fi/
Note on C29: [Threaded comment] Your version of Excel allows you to read this threaded comment; however, any edits to it will get removed if the file is opened in a newer version of Excel. Learn more: https://go.microsoft.com/fwlink/?linkid=870924 Comment: https://graniteriverlabs.com/grl-usb4-rxa/
Note on C42: [Threaded comment] Your version of Excel allows you to read this threaded comment; however, any edits to it will get removed if the file is opened in a newer version of Excel. Learn more: https://go.microsoft.com/fwlink/?linkid=870924 Comment: https://www.wilder-tech.com/en
Note on C43: [Threaded comment] Your version of Excel allows you to read this threaded comment; however, any edits to it will get removed if the file is opened in a newer version of Excel. Learn more: https://go.microsoft.com/fwlink/?linkid=870924 Comment: https://www.unigraf.fi/product/ucd-323-hdmi-dp-4k-video-generator-analyzer/

## DDR Memory
Disclaimers:
Tektronix assumes no responsibility or liability for any errors or omissions in the content of this configuration.
The information contained in this config is provided on an "as is" basis for planning purpose only with no guarantee of any kind, express or implied.
Contact your local Tektronix Account Manager for latest configuration information. https://www.tek.com/en/buy/request-sales-contact
July 2023
DDR DRAM Memory Configuration Tables
DDR5 DRAM Rx Compliance
Application | Item | Vendor | Type | Requirement | Qty | Description | Notes
DDR5 DRAM Rx | DPO72304DX, MSO72304DX, DPO72304SX | Tektronix | Equipment | Required | 1 | ≥21GHz Oscilloscope, Win10 OS
| MP1900A | Anritsu | Equipment | Required | 1 | Bit Error Rate Tester | (1) MU181000B 12.5GHz synthesizer card (1) MU181500B jitter modulation card (2) MU195020A with options 020, 021, 031 21Gb/s SI PPG card (1) MU195040A with 010, 011, 022 21Gb/s SI error detector card (1) MU195050A noise generator card
| A9-CTC2-01 | Astek | Fixture | Required | 1 | CTC2 Test Fixture
| A9-DIMM5-01 | Astek | Fixture | Required | 1 | Parametric Test Fixture for calibration
| A9-AUTO-01 | Astek | Fixture | Required | 1 | Astek Reset Automation Kit
| PMCABLE1M | Tektronix | Accessory | Required | 4 | SMA-SMA, 1M, phase matched cable pair
| 174-6657-01 | Tektronix | Accessory | Required | 4 | SMA-SMP adaptor, right angle (pair)
| 2230-30-3 | Keithley | Equipment | Required | 1 | 3 Channel Programmable Power Supply
| J1800A/J1758A | Anritsu | Fixture | Required | 1 | ISI board
| 41KC-6 | Anritsu | Accessory | Required | 3 | Precision Fixed Attenuator, 41 Series, DC to 26.5GHz, 6dB attenuation
| MS46122B | Anritsu | Equipment | Recommended | 1 | USB Vector Network Analyzer, 1 MHz - 8 GHz
| DDR5RXCOMP | Tektronix | Option | Required | 1 | DDR5 Rx Compliance Oscilloscope Software
| SDLA64 | Tektronix | Option | Required | 1 | Serial Data Link Analysis for Win 64-bit Scopes.
| DJA | Tektronix | Option | Required | 1 | DPOJET Jitter Analysis.
DDR5 SOC Rx Compliance
Application | Item | Vendor | Type | Requirement | Qty | Description | Notes
DDR5 SOC Rx | DPO72304DX or MSO72304DX or DPO72304SX | Tektronix | Equipment | Required | 1 | ≥21GHz Oscilloscope, Win10 OS
| MP1900A | Anritsu | Equipment | Required | 1 | Bit Error Rate Tester | (1) MU181000B 12.5GHz synthesizer card (1) MU181500B jitter modulation card (2) MU195020A with options 020, 021, 031 21Gb/s SI PPG card (1) MU195040A with 010, 011, 022 21Gb/s SI error detector card (1) MU195050A noise generator card
| A9-DIMM5-01 | Astek | Fixture | Required | 1 | Parametric Test Fixture for calibration | Fixture and cable config might vary for each customer as SOC Rx testplan is not standardized. Check with customer on the SOC Rx board design and test plan to determine the final config
| MS46122B | Anritsu | Equipment | Recommended | 1 | USB Vector Network Analyzer, 1 MHz - 8 GHz
| PMCABLE1M | Tektronix | Accessory | Optional | 4 | SMA-SMA, 1M, phase matched cable pair
| 174-6659-00 | Tektronix | Accessory | Optional | 4 | SMA-SMP, 1M cable
| 174-6657-01 | Tektronix | Accessory | Optional | 4 | SMA-SMP adaptor, right angle (pair)
| 2230-30-3 | Keithley | Equipment | Optional | 1 | 3 Channel Programmable Power Supply
| J1800A/J1758A | Anritsu | Fixture | Optional | 1 | ISI board
| DDR5RXCOMP | Tektronix | Option | Required | 1 | DDR5 Rx Compliance Oscilloscope Software
| SDLA64 | Tektronix | Option | Required | 1 | Serial Data Link Analysis for Win 64-bit Scopes.
| DJA | Tektronix | Option | Required | 1 | DPOJET Jitter Analysis.
DDR5 RDIMM Tx Compliance
Application | Item | Vendor | Type | Requirement | Qty | Description | Notes
DDR5 DRAM Tx | DPO72304DX, MSO72304DX, DPO72304SX | Tektronix | Equipment | Required | 1 | ≥21GHz Oscilloscope, Win10 OS
| MP1900A or AWG5200 | Anritsu | Equipment | Optional | 1 | Bit Error Rate Tester or waveform generator | Clean clock source needed for DIMM initialization and testing.
| A9-CTC2-01 | Astek | Fixture | Required | 1 | CTC2 Test Fixture
| A9-AUTO-01 | Astek | Fixture | Required | 1 | Astek Reset Automation Kit
| PMCABLE1M | Tektronix | Accessory | Required | 4 | SMA-SMA, 1M, phase matched cable pair
| 174-6657-01 | Tektronix | Accessory | Required | 4 | SMA-SMP adaptor, right angle (pair)
| 2230-30-3 | Keithley | Equipment | Required | 1 | 3 Channel Programmable Power Supply
| MS46122B | Anritsu | Equipment | Recommended | 1 | USB Vector Network Analyzer, 1 MHz - 8 GHz
| DDR5TXCOMP | Tektronix | Option | Required | 1 | DDR5 Tx Compliance Oscilloscope Software
| SDLA64 | Tektronix | Option | Required | 1 | Serial Data Link Analysis for Win 64-bit Scopes.
| DJA | Tektronix | Option | Required | 1 | DPOJET Jitter Analysis.
DDR5 Configuration Table - System Level
Application | Item | Vendor | Type | Requirement | Qty | Description | Notes
DDR5 System TX | DPO71604SX or DPO71604DX | Tektronix | Equipment | Required | 1 | ≥16GHz Oscilloscope, Win10 OS | Non-ATI channels of DPS75004SX, DPS75904SX, DPS77004SX
| P7716 | Tektronix | TriMode Probe | Required | 4 | ≥16 GHz Trimode Probe with TekFlex connector technology
| P77STFLXA / P77STCABL | Tektronix | Probe Tip | Required | 4 | Active, Solder-in Tip; probe signal directly on motherboard or DIMM. | 4 tips total - based on connection type. New flexible FLRB Tips are available in two versions - Std Temp and High Temp (125C)
| P77STFLXB / P77STLRCB/ P77STFLRB / P77HTFLRB | Tektronix | Probe Tip | Required | 4 | Active, Solder-in Tip; probe signals with Nexus XH Series SI Interposer.
| Nexus Interposer | Nexus | Fixture | Required | 1 | Order memory interposers from Nexus.
| DDR5SYS | Tektronix | Option | Required | 1 | DDR5 Memory Bus Electrical Validation and Analysis Oscilloscope Software.
| SDLA64 | Tektronix | Option | Recommended | 1 | Serial Data Link Analysis for Win 64-bit Scopes.
| DJA | Tektronix | Option | Required | 1 | DPOJET Jitter Analysis.
| VET | Tektronix | Option | Recommended | 1 | Visual Trigger. Alows visual burst detection method.
LPDDR5 Configuration Table
Application | Item | Vendor | Type | Requirement | Qty | Description | Notes
LPDDR5/5x System TX | DPO71604SX or DPO71604DX | Tektronix | Equipment | Required | 1 | ≥16 GHz Oscilloscope, Win10 OS | Non-ATI channels of DPS75004SX, DPS75904SX, DPS77004SX
| P7716 | Tektronix | TriMode Probe | Required | 4 | P7700 Probe recommended. ≥16 GHz Trimode Probe
| P77STFLXA / P77STCABL | Tektronix | Probe Tip | Required | 4 | Active, Solder-in Tip; probe signal directly on motherboard | 4 tips total - based on connection type. New flexible FLRB Tips are available in two versions - Std Temp and High Temp (125C)
| P77STFLXB / P77STLRCB / P77STFLRB / P77HTFLRB | Tektronix | Probe Tip | Required | 4 | Active, Solder-in Tip; probe signals with Nexus XH Series SI Interposer
| Nexus Interposer | Nexus | Fixture | Required | 1 | Order memory interposers from Nexus.
| LPDDR5SYS | Tektronix | Option | Required | 1 | LPDDR5 Memory Bus Electrical Validation and Analysis Oscilloscope Software.
| DJA | Tektronix | Option | Required | 1 | DPOJET Jitter Analysis.
| VET | Tektronix | Option | Recommended | 1 | Visual Trigger. Alows visual burst detection method.
| SDLA64 | Tektronix | Option | Recommended | 1 | Serial Data Link Analysis, Win10 OS
DDR4 Configuration Table
Application | Item | Vendor | Type | Requirement | Qty | Description | Notes
DDR4 System TX | DPO71304SX, DPO71304DX | Tektronix | Equipment | Required | 1 | ≥12.5 GHz Oscilloscope, Win10 OS
| P7713 | Tektronix | TriMode Probe | Required | 4 | P7700 Probe recommended when compatible. | P7500 possible. Check Interposer config.
| P77STFLXA / P77STCABL | Tektronix | Probe Tip | Required | 4 | Active, Solder-in Tip; probe signal directly on motherboard | 4 tips total - based on connection type. New flexible FLRB Tips are available in two versions - Std Temp and High Temp (125C)
| P77STFLXB / P77STLRCB / P77STFLRB / P77HTFLRB | Tektronix | Probe Tip | Required | 4 | Active, Solder-in Tip; probe signals with Nexus XH Series SI Interposer
| Nexus Interposer | Nexus | Fixture | Required | 1 | Order memory interposers from Nexus. | Interposer Configurator
| DDRA | Tektronix | Option | Required | 1 | DDR Memory Bus Electrical Validation and Analysis Software, Win10 OS
| DJA | Tektronix | Option | Required | 1 | DPOJET Jitter Analysis.
| VET | Tektronix | Option | Recommended | 1 | Visual Trigger. Alows visual burst detection method.
| SDLA64 | Tektronix | Option | Recommended | 1 | Serial Data Link Analysis for Win 64-bit Scopes.
LPDDR4 Configuration Table
Application | Item | Vendor | Type | Requirement | Qty | Description | Notes
LPDDR4 System TX | DPO71304SX, DPO71304DX | Tektronix | Equipment | Required | 1 | ≥12.5 GHz Oscilloscope, Win10 OS
| P7713 | Tektronix | TriMode Probe | Required | 4 | P7700 Probe recommended. ≥13 GHz Trimode Probe | P7500 possible. Check Interposer config.
| P77STFLXA / P77STCABL | Tektronix | Probe Tip | Required | 4 | Active, Solder-in Tip; probe signal directly on motherboard | 4 tips total - based on connection type. New flexible FLRB Tips are available in two versions - Std Temp and High Temp (125C)
| P77STFLXB / P77STLRCB / P77STFLRB / P77HTFLRB | Tektronix | Probe Tip | Required | 4 | Active, Solder-in Tip; probe signals with Nexus XH Series SI Interposer
| Nexus Interposer | Nexus | Fixture | Required | 1 | Order memory interposers from Nexus. | Interposer Configurator
| DDRA | Tektronix | Option | Required | 1 | DDR Memory Bus Electrical Validation and Analysis Oscilloscope Software.
| DDR-LP4 | Tektronix | Option | Required | 1 | LPDDR4 Memory Bus Electrical Validation and Analysis Oscilloscope Software.
| DJA | Tektronix | Option | Required | 1 | DPOJET Jitter Analysis.
| VET | Tektronix | Option | Recommended | 1 | Visual Trigger. Alows visual burst detection method.
| SDLA64 | Tektronix | Option | Recommended | 1 | Serial Data Link Analysis for Win 64-bit Scopes.
DDR3/LPDDR3 Configuration Table
Application | Item | Vendor | Type | Requirement | Qty | Description | Notes
DDR3 System TX | MSO6xB, DPO71304SX, DPO71304DX | Tektronix | Equipment | Required | 1 | ≥8 GHz Oscilloscope, Win10 OS
| TDP7708 ** | Tektronix | TriMode Probe | Required | 4 | ≥8 GHz Trimode Probe. TekVPI Interface. | Only compatible with MSO6B series oscilloscope.
| P7708 * | Tektronix | TriMode Probe | Required | 4 | ≥8 GHz Trimode Probe. TekConnect Interface. | Only compatible with DPO71304SX, DPO72304DX, DPO7084C model oscilloscopes.
| P77STFLXA / P77STCABL | Tektronix | Probe Tip | Required | 4 | Active, Solder-in Tip; probe signal directly on motherboard | 4 tips total - based on connection type.
| P77STFLXB / P77STLRCB | Tektronix |  |  |  | Active, Solder-in Tip; probe signals with Nexus XH Series SI Interposer
| P77STFLRB / P77HTFLRB * | Tektronix |  |  |  | New active, Solder-in Tip; probe signals with Nexus XH Series SI Interposer.
| Nexus Interposer | Nexus | Fixture | Required | 1 | Order memory interposers from Nexus. | Interposer Configurator
| DDRA * | Tektronix | Option | Required | 1 | DDR Memory Bus Electrical Validation and Analysis Oscilloscope Software. | DDR Analysis Software for DPO71304SX, DPO72304DX, DPO7084C model oscilloscopes.
| CMDDR3 ** | [5 empty] | DDR Analysis Software for MSO6B model oscilloscopes.
| DJA | Tektronix | Option | Required | 1 | Advanced Jitter Analysis Option.
| VET | Tektronix | Option | Recommended | 1 | Visual Trigger. Alows visual burst detection method.
| SDLA64 * | Tektronix | Option | Recommended | 1 | Serial Data Link Analysis for Win 64-bit Scopes.
* Only available on DPO70000DX/SX series oscilloscopes. If selecting one of these, use the * configuration.
** Only available on MSO6B oscilloscopes. If selecting this scope, use the ** configuration.
Note on C12: [Threaded comment] Your version of Excel allows you to read this threaded comment; however, any edits to it will get removed if the file is opened in a newer version of Excel. Learn more: https://go.microsoft.com/fwlink/?linkid=870924 Comment: https://www.anritsu.com/en-us/
Note on C15: [Threaded comment] Your version of Excel allows you to read this threaded comment; however, any edits to it will get removed if the file is opened in a newer version of Excel. Learn more: https://go.microsoft.com/fwlink/?linkid=870924 Comment: https://www.nexustechnology.com/products/memory-interposers/ddr5-main-memory-interposers/#:~:text=Double%2Ddata%20rate%20fifth%2Dgeneration,applications%20that%20require%20deep%20memory.
Note on C30: [Threaded comment] Your version of Excel allows you to read this threaded comment; however, any edits to it will get removed if the file is opened in a newer version of Excel. Learn more: https://go.microsoft.com/fwlink/?linkid=870924 Comment: https://www.anritsu.com/en-us/
Note on C45: [Threaded comment] Your version of Excel allows you to read this threaded comment; however, any edits to it will get removed if the file is opened in a newer version of Excel. Learn more: https://go.microsoft.com/fwlink/?linkid=870924 Comment: https://www.anritsu.com/en-us/
Note on C47: [Threaded comment] Your version of Excel allows you to read this threaded comment; however, any edits to it will get removed if the file is opened in a newer version of Excel. Learn more: https://go.microsoft.com/fwlink/?linkid=870924 Comment: https://www.nexustechnology.com/products/memory-interposers/ddr5-main-memory-interposers/#:~:text=Double%2Ddata%20rate%20fifth%2Dgeneration,applications%20that%20require%20deep%20memory.
Note on C63: [Threaded comment] Your version of Excel allows you to read this threaded comment; however, any edits to it will get removed if the file is opened in a newer version of Excel. Learn more: https://go.microsoft.com/fwlink/?linkid=870924 Comment: https://www.nexustechnology.com/products/memory-interposers/ddr5-main-memory-interposers/#:~:text=Double%2Ddata%20rate%20fifth%2Dgeneration,applications%20that%20require%20deep%20memory.
Note on C76: [Threaded comment] Your version of Excel allows you to read this threaded comment; however, any edits to it will get removed if the file is opened in a newer version of Excel. Learn more: https://go.microsoft.com/fwlink/?linkid=870924 Comment: https://www.nexustechnology.com/products/memory-interposers/lpddr5-mobile-memory-interposers/
Note on C88: [Threaded comment] Your version of Excel allows you to read this threaded comment; however, any edits to it will get removed if the file is opened in a newer version of Excel. Learn more: https://go.microsoft.com/fwlink/?linkid=870924 Comment: https://www.nexustechnology.com/
Note on C100: [Threaded comment] Your version of Excel allows you to read this threaded comment; however, any edits to it will get removed if the file is opened in a newer version of Excel. Learn more: https://go.microsoft.com/fwlink/?linkid=870924 Comment: https://www.nexustechnology.com/
Note on C115: [Threaded comment] Your version of Excel allows you to read this threaded comment; however, any edits to it will get removed if the file is opened in a newer version of Excel. Learn more: https://go.microsoft.com/fwlink/?linkid=870924 Comment: https://www.nexustechnology.com/
Note on H88: [Threaded comment] Your version of Excel allows you to read this threaded comment; however, any edits to it will get removed if the file is opened in a newer version of Excel. Learn more: https://go.microsoft.com/fwlink/?linkid=870924 Comment: https://fortive.sharepoint.com/:x:/r/sites/TEK-AE-Support/applications/Files/DDR%20%26%20LPDDR%20Documents/DDRA/DDR4-LPDDR4%20Interposer%20Probe%20Tip%20Matrix.xlsx?d=we04771130762458d9372fb4ee9428cf1&csf=1&web=1&e=MPxLSr
Note on H100: [Threaded comment] Your version of Excel allows you to read this threaded comment; however, any edits to it will get removed if the file is opened in a newer version of Excel. Learn more: https://go.microsoft.com/fwlink/?linkid=870924 Comment: https://fortive.sharepoint.com/:x:/r/sites/TEK-AE-Support/applications/Files/DDR%20%26%20LPDDR%20Documents/DDRA/DDR4-LPDDR4%20Interposer%20Probe%20Tip%20Matrix.xlsx?d=we04771130762458d9372fb4ee9428cf1&csf=1&web=1&e=MPxLSr
Note on H115: [Threaded comment] Your version of Excel allows you to read this threaded comment; however, any edits to it will get removed if the file is opened in a newer version of Excel. Learn more: https://go.microsoft.com/fwlink/?linkid=870924 Comment: https://fortive.sharepoint.com/:x:/r/sites/TEK-AE-Support/applications/Files/DDR%20%26%20LPDDR%20Documents/DDRA/DDR4-LPDDR4%20Interposer%20Probe%20Tip%20Matrix.xlsx?d=we04771130762458d9372fb4ee9428cf1&csf=1&web=1&e=MPxLSr

## Ethernet BASE-T
Disclaimers:
Tektronix assumes no responsibility or liability for any errors or omissions in the content of this configuration.
The information contained in this config is provided on an "as is" basis for planning purpose only with no guarantee of any kind, express or implied.
Contact your local Tektronix Account Manager for latest configuration information. https://www.tek.com/en/buy/request-sales-contact
July 2023
Ethernet BASE-T Tx Configuration Table
10/100/1000BASE-T(X)
Application | Item | Vendor | Type | Requirement | Qty | Description | Notes
10/100/1000BASE-T TX | DPO71304SX or equivalent | Tektronix | Equipment | Required | 1 | ≥4GHz minimum scope bandwidth, Win10 OS
| CMENET3 | Tektronix | Option | Required | 1 | TekExpress Ethernet - 10BASE-T, 100BASE-TX, 1000BASE-T Ethernet Application | Existing ET3 users can upgrade their system to TekExpress Ethernet by ordering Opt. DPO-UP CMENET3A
| TDP1500, TDP3500, P6247 or P6248 | Tektronix | Probe | Required | 2 | Differential probe | For 1000BASE-T Slave jitter testing, an additional differential probe is required. For P6247/8, use the appropriate TPA-BNC adapter.
| TF-GBE-xxx | Tektronix | Tek Accessory | Required | 1 | Ethernet Test Fixture | The TF-GBE Ethernet test fixture manufacture by CHS
| AFG31000 Series Two Channels, AFG31252, AFG31152, AFG31102 or AFG3000 Series Two Channels AFG3252 | Tektronix | Equipment | Optional | 1 | Arbitrary function generator | Signal source for return loss and disturbing signal tests.
| AFG31000 series, AWG5K/7K/70K | Tektronix | Equipment | Optional | 1 | Arbitrary waveform generator | Signal source for return loss and disturbing signal tests.
10/100/1000BASE-T TX | MSO64B or equivalent | Tektronix | Equipment | Required | 1 | ≥4GHz minimum scope bandwidth
| 6-WIN | Tekronix | Option | Required | 1 | Win10 OS for 6B-series scopes
| 6-CMENET | Tektronix | Option | Required | 1 | TekExpress Ethernet - 10BASE-T, 100BASE-TX, 1000BASE-T Ethernet Application | Existing ET3 users can upgrade their system to TekExpress Ethernet by ordering Opt. DPO-UP CMENET3A
| TDP1500, TDP3500, P6247 or P6248 | Tektronix | Probe | Required | 2 | Differential probe | For 1000BASE-T Slave jitter testing, an additional differential probe is required. For P6247/8, use the appropriate TPA-BNC adapter.
| TF-GBE-xxx | Tektronix | Tek Accessory | Required | 1 | Ethernet Test Fixture
| AFG31000 Series Two Channels, AFG31252, AFG31152, AFG31102 or AFG3000 Series Two Channels AFG3252 | Tektronix | Equipment | Required* | 1 | Arbitrary function generator | Signal source for return loss and disturbing signal tests.
| AWG5200 Two channels AWG series | Tektronix | Equipment | Required* | 1 | Arbitrary waveform generator | Signal source for return loss and disturbing signal tests.
NBASE-T, 10GBASE-T
Application | Item | Vendor | Type | Requirement | Qty | Description | Notes
NBASE-T, 10GBASE-T TX | DPO71254C, DPO71304SX | Tektronix | Equipment | Required | 1 | ≥4GHz minimum scope bandwidth, Win10 OS
| NBASET | Tektronix | Option | Required | 1 | TekExpress Ethernet Tx - Ethernet Transmitter Test Application Software | NBASET and XGBT2 use the same TekExpress software.
| XGBT2 | Tektronix | Option | Required | 1 | TekExpress Ethernet Tx - Ethernet Transmitter Test Application Software
| P7330, P7340A, P7350, P7360A, P7380A or P7313 | Tektronix | Probes | Required | 1 | P7300 Series Z-Active Differential Probe | Min 1 probe, max 4. Min 2 required for return loss measurements. Use either High-Z probe or SMA probe. Does not require both.
| P7350SMA, P7380SMA, P7313SMA | Tektronix | Probes | Required | 1 | P7300 SMA Series Differential Probe | Min 1 probe, max 4. Not suitable for return loss measurements. Use either High-Z probe or SMA probe. Does not require both.
| SMA Cables | Tektronix | Cable | Required | 2 | RF cables | Required with SMA probes. Not required with High-Z probes.
| TF-XGbt | Tektronix | Fixture | Required | 1 | 10GBASE-T, NBASE-T IEEE802.3bz Transmitter Electrical Test Fixture
| AWG5200 Two channels AWG series | Tektronix | Equipment | Required* | 1 | Arbitrary waveform generator | Required to perform return loss measurements
NBASE-T, 10GBASE-T TX | MSO64B or equivalent | Tektronix | Equipment | Required | 1 | ≥4GHz minimum scope bandwidth, Win10 OS
| 6-WIN | Tekronix | Option | Required | 1 | Win10 OS for 6B-series scopes
| 6-CMENET | Tektronix | Option | Required | 1 | TekExpress Ethernet - 10BASE-T, 100BASE-TX, 1000BASE-T Ethernet Application | NBASET and XGBT2 use the same TekExpress software.
| 6-CMENETML | Tektronix | Option | Required | 1 | Multilane Ethernet automated compliance
| TDP1500/3500, P6247/8 + TPA-BNC adapter | Tektronix | Probes | Required | 1 | P7300 Series Z-Active Differential Probe | Min 1 probe, max 4. Min 2 required for return loss measurements. Use either High-Z probe or SMA probe. Does not require both.
| TDP7704 with P77C292MM | Tektronix | Probes | Required | 1 | P7700 active probe with SMA adapter | Min 1 probe, max 4. Not suitable for return loss measurements. Use either High-Z probe or SMA probe. Does not require both.
| SMA Cables | Tektronix | Tek Accessory | Required | 2 | RF cables | Required with SMA probes. Not required with High-Z probes.
| TF-XGbt | Tektronix | Fixture | Required | 1 | 10GBASE-T, NBASE-T IEEE802.3bz Transmitter Electrical Test Fixture
| AWG5200 Two channels AWG series | Tektronix | Equipment | Required* | 1 | Arbitrary function /waveform generator | Required to perform return loss measurements
* Required for disturbing signal and return Loss testing

## Ethernet NRZ
Disclaimers:
Tektronix assumes no responsibility or liability for any errors or omissions in the content of this configuration.
The information contained in this config is provided on an "as is" basis for planning purpose only with no guarantee of any kind, express or implied.
Contact your local Tektronix Account Manager for latest configuration information. https://www.tek.com/en/buy/request-sales-contact
July 2023
Ethernet NRZ TX Configuration Table, Electrical, Real Time
SFF-8431 (SFP+) & SFF-8635 (QSFP+)
Application | Item | Vendor | Type | Requirement | Qty | Description | Notes
Ethernet SFP+, QSFP+ TX | DPO71604C, DPO71604SX, DPO72304DX | Tektronix | Equipment | Required | 1 | ≥16 GHz Oscilloscope, Win10 OS
| SFP-TX, SFP-WDP | Tektronix | Option | Required | 1 | TekExpress SFP+ QSFP+ Tx Test Software (SFP+, QSFP+)
| DJA | Tektronix | Option | Required | 1 | Jitter, Eye & Timing Analysis software
| PMCABLE1M | Tektronix | Tek Accessory | Required | 1 to 2 | Phase matched cable pair, 36-inches, 2.92mm (M-M) | Phase matched SMA cables are sufficient.
| SD3379 | Fairview Microwave | 3rd party | Required | 2 | 40GHz DC block
| SFP+ Fixtures | Wilder | 3rd party | Recommended | 1 | SFP+ Host and Module Test Fixtures
| QSFP+ Fixtures | Wilder | 3rd party | Recommended | 1 | QSFP+ Host and Module Test Fixtures
10GBASE-KR/KR4
Application | Item | Vendor | Type | Requirement | Qty | Description | Notes
Ethernet 10GBASE-KR/KR4 TX | DPO71604C, DPO71604SX, DPO72304DX | Tektronix | Equipment | Required | 1 | ≥16 GHz Oscilloscope, Win10 OS
| 10G-KR | Tektronix | Option | Required | 1 | TekExpress 10G-KR Test Software (10G-KR/KR4)
| DJA | Tektronix | Option | Required | 1 | Jitter, Eye & Timing Analysis software
| PMCABLE1M | Tektronix | Tek Accessory | Required | 1 to 2 | Phase matched cable pair, 36-inches, 2.92mm (M-M) | Phase matched SMA cables are sufficient.
| SD3379 | Fairview Microwave | 3rd party | Required | 2 | 40GHz DC block
| Ethernet fixture(s) | Wilder | 3rd party | Required | 1 | https://www.wilder-tech.com/en
| P7516, P7520A, P7625, P7633, P7716, or P7720 | Tektronix | Probes | Optional | 1 | High imedance probe for in system testing.
40GBASE-CR4
Application | Item | Vendor | Type | Requirement | Qty | Description | Notes
Ethernet 40GBASE-CR4 | DPO71604C, DPO71604SX, DPO72304DX | Tektronix | Equipment | Required | 1 | ≥16 GHz Oscilloscope, Win10 OS
| 40G-CR4 | Tektronix | Option | Required | 1 | TekExpress 10G-KR Test Software (10G-KR/KR4)
| DJA | Tektronix | Option | Required | 1 | Jitter, Eye & Timing Analysis software
| PMCABLE1M | Tektronix | Tek Accessory | Required | 1 to 2 | Phase matched cable pair, 36-inches, 2.92mm (M-M) | Phase matched SMA cables are sufficient.
| SD3379 | Fairview Microwave | 3rd party | Required | 2 | 40GHz DC block
| QSFP+-TPA40G-HCB-P | Wilder | 3rd party | Recommended | 1 | QSFP+ 40Gbps Plug Adapter, 16 - High Performance Phase Aligned 16" Adapter Coaxial Cables w/ Male SMAs, 1 - 12 Position Low Speed Cable and Connector
| QSFP+-TPA40G-MCB-R | Wilder | 3rd party | Recommended | 1 | QSFP+ 40Gbps Receptacle Adapter, 16 - High Performance Phase Aligned 12" Adapter Coaxial Cables w/ Male SMAs, 1 - 12 Position Low Speed Connector
IEEE 802.3bj (100GBASE-KR4/100GBASE-CR4), IEEE 802.3bm (CAUI-4)
Application | Item | Vendor | Type | Requirement | Qty | Description | Notes
Ethernet 100G TX | DPO72304DX, DPO72504SX | Tektronix | Equipment | Required | 1 | ≥23GHz Oscilloscope, Win10 OS | ≥40 GHz BW required for compliance, but software can be used on scopes as low as 23 GHz.
| 100G-TXE | Tektronix | Option | Required | 1 | TekExpress 100G-TXE - Ethernet TX Test Software (100GBASE-KR4/CR4 & CAUI4)
| DJA | Tektronix | Option | Required | 1 | Jitter, Eye & Timing Analysis software
| DJAN | Tektronix | Option | Required | 1 | DPOJET Noise Analysis
| SDLA64 | Tektronix | Option | Recommended | 1 | Serial data link analysis software
| PMCABLE1M | Tektronix | Tek Accessory | Required | 1 | Cable; 2.92-to-2.92mm, Straight, 1.5ps matched, 40GHz
| DPO7RFK1 | Tektronix | 3rd party | Required | 2 | ≥40GHz Attenuators (3dB, 6dB, or 10dB) | For conditioning signal into ATI inputs
| SD3379 | Fairview Microwave | 3rd party | Required | 1 | 40GHz DC block
| QSFP28-TPA100G-HCB-6P | Wilder | 3rd party | Recommended | 1 | QSFP28 100Gbps Plug Adapter, 16 - High Performance Phase Aligned 6" Adapter Coaxial Cables w/ Female SMAs, 1 - 12 Position Low Speed Cable and Connector | Test fixture plugs into QSFP28 port
| QSFP28-TPA100G-MCB-R | Wilder | 3rd party | Recommended | 1 | QSFP28 100Gbps Receptacle Adapter, 16 - High Performance Phase Aligned 6" Adapter Coaxial Cables w/ Female SMAs, 1 - 12 Position Low Speed Connector | Test fixture receives QSFP28 module
| BAL0067 | Marki Microwave | 3rd Party | Optional | 1 | Broadband Balun with ≥ 40GHz BW | Allows for testing using a single ATI channel.
| P7625, P7633, or P7720 | Tektronix | Equipment | Optional | 1 | P7600 or P7700 active differential probe | For in-system probing or multi-lane testing.
Ethernet NRZ TX Configuration Table, Optical, Sampling
40GBASE-FR, 40GBASE-LR4, 40GBASE-SR4, 100GBASE-ER4, 100GBASE-LR4, 100GBASE-SR10 Infiniband (2.5Gb/s SDR, 5Gb/s DDR, 10Gb/s QDR, 14.0625Gb/s FDR, 25.78125 Gb/s EDR) OUT ITU (100Gb/s OTL4.4) T11 FibreChannel (8G FC MM/SM, 16G FC MM/SM, 32G FC SM/MM)
Application | Item | Vendor | Type | Requirement | Qty | Description | Notes
Ethernet 100G TX | TSO820 | Tektronix | Equipment | Required | 1 | Sampling scope mainframe | Optical
| TSO8C17 | Tektronix | Equipment | Required | Pick 1 | Single Channel, Single/ Multi Mode, +30GHz optical bandwith | Optical
| TSO8C18 | Tektronix | Equipment | Required |  | Dual Channel, Single/ Multi Mode, +30GHz optical bandwith | Optical
| TCR801 | Tektronix | Equipment | Optional* | 1 | Optical Clock Recovery unit | Optical
| TSOVu | Tektronix | Software | Required | 1 | Sampling scope base software | Optical
| NRZ-O Plugin | Tektronix | Option | Required | 1 | NRZ transmitter software | Optical
*Add to system if external sub-rate trigger not available.

## Ethernet PAM4
Disclaimers:
Tektronix assumes no responsibility or liability for any errors or omissions in the content of this configuration.
The information contained in this config is provided on an "as is" basis for planning purpose only with no guarantee of any kind, express or implied.
Contact your local Tektronix Account Manager for latest configuration information. https://www.tek.com/en/buy/request-sales-contact
July 2023
Ethernet PAM4 TX Configuration Table - Real Time
IEEE802.3bs (200GAUI4, 400GAUI-8), IEEE802.3cd (50GBASE-KR/CR, 100GBASE-KR2/CR2, 200GBASE-KR4/CR4, OIF-CEI-56G VSR, MR, LR (28 Gbaud), OIF-CEI-112G-VSR (56Gbaud)
Application | Item | Vendor | Type | Requirement | Qty | Description | Notes
Ethernet 400G TX | DPO73304SX or DPO73304DX* | Tektronix | Equipment | Required | 1 | ≥33GHz Oscilloscope*, Win10 OS | See note below
| 400G-TXE | Tektronix | Option | Required | 1 | Ethernet TX sw (56G-VSR/MR/LR, 112G-VSR, 200GAUI4, 400GAUI8)
| PAM4 | Tektronix | Option | Required | 1 | PAM4 transmitter software
| DJA | Tektronix | Option | Required | 1 | Jitter, Eye & Timing Analysis software
| DJAN | Tektronix | Option | Required | 1 | DPOJET Noise Analysis
| SDLA64 | Tektronix | Option | Recommended | 1 | Serial data link analysis software
| PMCABLE1M | Tektronix | Tek Accessory | Required | 1 to 2 | Cable; 2.92-to-2.92mm, Straight, 1.5ps matched, 40GHz
| SD3379 | Fairview Microwave | 3rd party | Required | 2 | 40GHz DC block | For SX scopes with ATI inputs substitute 2x DPO7RFK2
| DPO7RFK2 | Tektronix | Tek Accessory | Recommended | 2 | 3/6/10/20dB, 1.85mm, 67GHz attenuator kit with DC block and 4x 1.85mm-2.92mm adapters | For use with SX series scopes with ATI inputs.
| DPO7AFP | Tektronix | Tek Accessory | Recommended | 1 | Aux front panel
| QSFPDD-TPA2.92-HCB-LGCY-P | Wilder | 3rd party | Recommended | 1 | QSFP-DD 56G/400G HCB Plug - LGCY Test Adapter, 16 - High Performance Phase Aligned 6-inch Coaxial Cables with Female 2.92mm connectors | Test fixture plugs into QSFP-DD port
| QSFPDD-TPA2.92-MCB-R | Wilder | 3rd party | Recommended | 1 | QSFP-DD 56G/400G MCB Receptacle - Test Adapter, 32 - High Performance Phase Aligned 5-inch Coaxial Cables with Female 2.92mm connectors | Test fixture receives QSFP-DD module
*For OIF-CEI-112G (56Gbaud PAM4), 59 GHz BW or higher is required (DPS75902SX or 2x DPO759002SX + 1x DPOUSYNC1M).
IEEE802.3ck TX 100GAUI-1, 200GAUI-2, 400GAUI-4 100GBASE-CR1, 200GBASE-CR2, 400GBASE-CR4 100GBASE-KR1, 200GBASE-KR2, 400GBASE-KR4
Application | Item | Vendor | Type | Requirement | Qty | Description | Notes
Ethernet IEEE802.3ck | DPS75904SX or (2) DPO75902SX DPS77004SX or (2) DPO77002SX | Tektronix | Equipment | Required | 1 or 2 | ≥59 GHz Oscilloscope, Win10 OS
| DPOUSYNC1M | Tektronix | Tek Accessory | Required | 1 | Dual stack sync cable
| 400GCK-TX | Tektronix | Option | Required | 1 | TekExpress 802.3ck automation software
| PAMJET-E | Tektronix | Option | Required | 1 | PAM4 Transmitter Analysis software - Electrical
| PAM400GCK | Tektronix | Option | Required | 1 | PAM4 Transmitter Analysis software - 802.ck
| DJA | Tektronix | Option | Required | 1 | DPOJET Jitter and Eye Analysis Tools - Advanced
| DJAN | Tektronix | Option | Recommended | 1 | DPOJET Jitter and Eye Analysis Tools - Noise
| SDLA64 | Tektronix | Option | Recommended | 1 | Serial data link analysis software
| DPO7RFC1 | Tektronix | Tek Accessory | Recommended | 1 | Matched cable pair, 67 GHz, 1.85 mm, male-male, 24 inch, characterized to 70 GHz with provided S-parameters.
| DPO7RFK2 | Tektronix | Tek Accessory | Recommended | 2 | 3/6/10/20dB, 1.85mm, 67GHz attenuator kit with DC block and 4x 1.85mm-2.92mm adapters
| DPO7AFP | Tektronix | Tek Accessory | Recommended | 1 | Aux front panel
| QSFPDD-TPA1.85-HCB-P | Wilder | 3rd party | Recommended | 1 | QSFP-DD 112G/800G HCB Plug - All Legacy Channels -Test Adapter, 16 - High Performance Phase Aligned 5-inch Coaxial Cables with Female 1.85mm connectors | Test fixture plugs into QSFP-DD port
| QSFPDD-TPA1.85-MCB-R | Wilder | 3rd party | Recommended | 1 | QSFP-DD 112G/800G MCB Receptacle - Test Adapter, 32 - High Performance Phase Aligned 5-inch Coaxial Cables with Female 1.85mm connectors | Test fixture receives QSFP-DD module
| OSFP-TPA1.85-HCB-P | Wilder | 3rd party | Recommended | 1 | OSFP 112G/800G HCB Plug - All Legacy Channels -Test Adapter, 16 - High Performance Phase Aligned 5-inch Coaxial Cables with Female 1.85mm connectors | Test fixture plugs into OSFP port
| OSFP-TPA1.85-MCB-R | Wilder | 3rd party | Recommended | 1 | OSFP 112G/800G MCB Receptacle - Test Adapter, 32 - High Performance Phase Aligned 5-inch Coaxial Cables with Female 1.85mm connectors | Test fixture receives OSFP module
Ethernet PAM4 TX Configuration Table, Optical, Sampling
IEEE802.3bs (200GBASE-DR4, 200GBASE-FR4, 200GBASE-LR4, 400GBASE-FR8, 400GBASE-LR8, 400GBASE-SR16, 400GBASE-DR4) IEEE802.3cd (50GBASE-SR, 100GBASE-SR2, 200GBASE-SR4, 50GBASE-LR, 50GBASE-FR, 100GBASE-DR)
Application | Item | Vendor | Type | Requirement | Qty | Description | Notes
Ethernet PAM4 400G TX | TSO820 | Tektronix | Equipment | Required | 1 | Sampling scope Mainframe | Optical
| TSO8C17 | Tektronix | Equipment | Required | Pick 1 | Single Channel, Single/ Multi Mode, +30GHz optical bandwith | Optical
| TSO8C18 | Tektronix | Equipment | Required |  | Dual Channel, Single/ Multi Mode, +30GHz optical bandwith | Optical
| TCR801 | Tektronix | Equipment | Optional* | 1 | Optical Clock Recovery unit, 26 and 53 GBd | Optical
| TSOVu | Tektronix | Software | Required | 1 | Sampling scope base software | Optical
| PAM4-O Plugin | Tektronix | Option | Required | 1 | PAM4 transmitter software | Optical
*Add to system if external sub-rate trigger not available.

## MIPI-CPHY
Disclaimers:
Tektronix assumes no responsibility or liability for any errors or omissions in the content of this configuration.
The information contained in this config is provided on an "as is" basis for planning purpose only with no guarantee of any kind, express or implied.
Contact your local Tektronix Account Manager for latest configuration information. https://www.tek.com/en/buy/request-sales-contact
July 2023
MIPI C-PHY TX Configuration Table
CPHY v2.0 Tx
Application | Item | Vendor | Type | Requirement | Qty | Description | Notes
MIPI CPHY-TX v2.0 | DPO72304DX, DPO72504SX | Tektronix | Equipment | Required | 1 | ≥20 GHz Real-time Oscilloscope; 4 analog channels
| CPHY20 | Tektronix | Software | Required | 1 | TekExpress C-PHY v2.0 transmitter software
| DJA | Tektronix | Software | Required | 1 | DPOJET Jitter and Eye Analysis
| P7720 | Tektronix | Equipment | Required | ≥3 | 20GHz Differential Active Probes
| SDLA64 | Tektronix | Software | Required | 1 | SDLA for Embed/De-embed and Equalization
| MIPI C-PHY RTB | UNH-IOL | Fixture | Required | 1 | Reference termination test fixture from UNH-IOL
CPHY v1.0 Tx
Application | Item | Vendor | Type | Requirement | Qty | Description | Notes
MIPI CPHY-TX v1.0 | DPO71254C, DPO71304SX | Tektronix | Equipment | Required | 1 | ≥6 GHz Real-time Oscilloscope; 4 analog channels
| CPHY10 | Tektronix | Software | Required | 1 | TekExpress C-PHY v1.0 transmitter software | CPHY20 package is super-set of CPHY10 package.
| DJA | Tektronix | Software | Required | 1 | DPOJET Jitter and Eye Analysis
| P7708 | Tektronix | Equipment | Required | ≥3 | 8GHz Differential Active Probes
| MIPI C-PHY RTB | UNH-IOL | Fixture | Required | 1 | Reference termination test fixture from UNH-IOL | Termination board has SMP edge connectors for DUT connection.

## MIPI-DPHY
Disclaimers:
Tektronix assumes no responsibility or liability for any errors or omissions in the content of this configuration.
The information contained in this config is provided on an "as is" basis for planning purpose only with no guarantee of any kind, express or implied.
Contact your local Tektronix Account Manager for latest configuration information. https://www.tek.com/en/buy/request-sales-contact
July 2023
DPHY v2.1 Tx
Application | Item | Vendor | Type | Requirement | Qty | Description | Notes
MIPI DPHY-TX v2.1 | DPO71304SX, DPO72304DX | Tektronix | Equipment | Required | 1 | ≥13GHz minimum bandwidth scope | 4 analog channels (needed for system calibration)
| DJA | Tektronix | Software | Required | 1 | DPOJET Jitter and Eye Analysis
| DPHY21 | Tektronix | Software | Required | 1 | TekExpress Automated Conformance Tests Suite
| PMCABLE1M | Tektronix | Equipment | Required | 4 | Cable; 2.92-to-2.92mm, Straight, 1.5ps matched, 40GHz
| P7713 | Tektronix | Equipment | Required | 4 | 13GHz active probes
| MIPI D-PHY RTB | UNH-IOL | Fixture | Required | 1 | Reference termination test fixture from UNH-IOL | https://www.iol.unh.edu/solutions/test-tools/mipi
MIPI DPHY-TX v2.1 | MSO64, MSO64B | Tektronix | Equipment | Required | 1 | 10GHz* minimum bandwidth scope
| 6-DJA | Tektronix | Software | Required | 1 | DPOJET Jitter and Eye Analysis
| 6-CMDPHY21 | Tektronix | Software | Required | 1 | TekExpress Automated Conformance Tests Suite
| PMCABLE1M | Tektronix | Equipment | Required | 4 | Cable; 2.92-to-2.92mm, Straight, 1.5ps matched, 40GHz
| TDP7710 | Tektronix | Equipment | Required | 4 | 10GHz* active probes
| MIPI D-PHY RTB | UNH-IOL | Fixture | Required | 1 | Reference termination test fixture from UNH-IOL | https://www.iol.unh.edu/solutions/test-tools/mipi
*10GHz bandwidth supports data rates up to 3.5GB/s.
DPHY v1.2 Tx
Application | Item | Vendor | Type | Requirement | Qty | Description | Notes
MIPI DPHY-TX v1.2 | DPO71304SX, DPO72304DX | Tektronix | Equipment | Required | 1 | ≥8GHz minimum bandwidth scope | 4 analog channels (needed for system calibration)
| DJA | Tektronix | Software | Required | 1 | DPOJET Jitter and Eye Analysis | Eye diagram display of Test ID 1.5.4
| DPHY12 | Tektronix | Software | Required | 1 | TekExpress Automated Conformance Tests Suite
| P7708 | Tektronix | Equipment | Required | 4 | 8GHz active probe
| MIPI D-PHY RTB | UNH-IOL | Fixture | Required | 1 | Reference termination test fixture from UNH-IOL | https://www.iol.unh.edu/solutions/test-tools/mipi
MIPI DPHY-TX v1.2 | MSO64, MSO64B | Tektronix | Equipment | Required | 1 | ≥4 GHz minimum bandwidth scope
| 6-DJA | Tektronix | Software | Required | 1 | DPOJET Jitter and Eye Analysis | Eye diagram display of Test ID 1.5.4
| 6-CMDPHY | Tektronix | Software | Required | 1 | TekExpress Automated Conformance Tests Suite
| TDP7708 | Tektronix | Equipment | Required | 4 | 8GHz active probe
| MIPI D-PHY RTB | UNH-IOL | Fixture | Required | 1 | Reference termination test fixture from UNH-IOL | https://www.iol.unh.edu/solutions/test-tools/mipi

## MIPI-MPHY
Disclaimers:
Tektronix assumes no responsibility or liability for any errors or omissions in the content of this configuration.
The information contained in this config is provided on an "as is" basis for planning purpose only with no guarantee of any kind, express or implied.
Contact your local Tektronix Account Manager for latest configuration information. https://www.tek.com/en/buy/request-sales-contact
July 2023
MPHY Tx
Application | Item | Vendor | Type | Requirements | Qty | Description | Notes
MIPI MPHY-TX Gear1-4 | DPO72504DX, DPO73304SX | Tektronix | Equipment | Required | 1 | ≥25 GHz minimum bandwidth scope.
| DJA | Tektronix | Software | Required | 1 | DPOJET Jitter and Eye Analysis
| DJAN | Tektronix | Software | Required | 1 | DPOJET Noise option | Required if BER Contour is needed
| SDLA64 | Tektronix | Software | Required | 1 | Serial Data Link Analysis
| MPHY40 | Tektronix | Software | Required | 1 | M-PHY TX Essentials
| P7625 | Tektronix | Equipment | Required | 2 | High Bandwidth 50 Ohm, 25GHz
| P76CA-292C or P76CA-292 | Tektronix | Equipment | Required | 2 | 292 Adapter for P7625
| P7713 | Tektronix | Equipment | Optional | 2 | High Impedance Active Probe, 13GHz | Test PWM signalling mode only
MIPI MPHY-TX Gear5 | DPO73304DX, DPO73304SX | Tektronix | Equipment | Required | 1 | ≥33 GHz minimum bandwidth scope. | DPS75004SX recommended (50GHz, 200Gs/sec)
| DJA | Tektronix | Software | Required | 1 | DPOJET Jitter and Eye Analysis
| DJAN | Tektronix | Software | Required | 1 | DPOJET Noise option | Required if BER Contour is needed
| SDLA64 | Tektronix | Software | Required | 1 | Serial Data Link Analysis
| MPHY50 | Tektronix | Software | Required | 1 | M-PHY TX Essentials
| P7633 | Tektronix | Equipment | Required | 2 | High Bandwidth 50 Ohm, 33GHz
| P76CA-292C or P76CA-292 | Tektronix | Equipment | Required | 2 | 2.92mm Adapter for P7633
| P7713 | Tektronix | Equipment | Optional | 2 | High Impedance Active Probe, 13GHz | Test PWM signalling mode only

## Automotive Ethernet
Disclaimers:
Tektronix assumes no responsibility or liability for any errors or omissions in the content of this configuration.
The information contained in this config is provided on an "as is" basis for planning purpose only with no guarantee of any kind, express or implied.
Contact your local Tektronix Account Manager for latest configuration information. https://www.tek.com/en/buy/request-sales-contact
July 2023
Automotive Ethernet Configuration Table
Automotive Ethernet MultiGBase-T1 Tx
Application | Item | Vendor | Type | Requirement | Qty | Description | Notes
MultiGBase-T1 Tx | DPO71304SX | Tektronix | Equipment | Required | 1 | ≥13GHz minimum scope bandwidth | See datasheet for other compatible oscilloscope models.(Min BW: 2.5Gbps =4GHz, 5Gbps=6GHz, 10Gbps=10GHz)
| DPO71304SX AUTOEN10G | Tektronix | Software | Required | 1 | TekExpress Automotive Ethernet - MultiGBASE-T1 Compliance Solution (Requires Opt. DJA)
| DPO71304SX DJA | Tektronix | Software | Required | 1 | DPOJET Advanced option
| DPO71304SX PAM4 | Tektronix | Software | Optional | 1 | PAM4 Analysis software for electrical signals
| P7713 | Tektronix | Probe | Optional | 1 | 13GHz active probe | optional as solution support SMA cable or Probe
| P77C292MM | Tektronix | Probe accessory | Optional | 1 | 2.92mm connector probe adapter
| TDP3500 | Tektronix | Probe | Optional | 1 | 3.5GHz differential Probe | customers may have direct access for Clock measurement. As clock is opearing at lower frequency, solution supports TDP3500 series probe for Clock measurements only.
| TCA-VPI50 | Tektronix | Probe accessory | Optional | 1 | TekConnect-to-TekVPI 50 Ω Adapter | Adaptor to connect TDP3500 probe with DPO70K SX/DX
| PCB S3401 SB 396373 | Rosenberger | Fixture | Required | 1 | Multigigabit Ethernet fixture with Rosenberger H-MTD connector
| 174-1120-00 | Tektronix | Cable | Required | 1 | SMA Cable with Rise time of >0.4ns. 8.5" long (male-male)
MultiGBase-T1 MDI Return Loss
Application | Item | Vendor | Type | Requirement | Qty | Description | Notes
MultiGBase-T1 MDI Return loss | MS46522B with opt 010 | Anritsu | Equipment | Required | 1 | Vector Network Analyzer, 1 MHz — 8 GHz, type N(f) ports
| OSLKF50 | Anritsu | Accessory | Required | 1 | Precision Open/Short/Load, DC to 20 GHz, K(f), 50 Ω | Select N Female or N Male Cal type
| 15KK50-1.0A | Anritsu | Accessory | Required | 2 | Test Port Extension Cable, Armored, Phase Stable, 1.0 meter, DC to 20 GHz, K(m) - K(m), 50 Ω
| 1091-27-R | Anritsu | Accessory | Required | 2 | Adapter, DC to 18 GHz, N(m)-SMA(f), 50 Ω
Note on C19: [Threaded comment] Your version of Excel allows you to read this threaded comment; however, any edits to it will get removed if the file is opened in a newer version of Excel. Learn more: https://go.microsoft.com/fwlink/?linkid=870924 Comment: https://www.rosenberger.com/us_en/
Note on C25: [Threaded comment] Your version of Excel allows you to read this threaded comment; however, any edits to it will get removed if the file is opened in a newer version of Excel. Learn more: https://go.microsoft.com/fwlink/?linkid=870924 Comment: https://www.anritsu.com/en-us/
Note on H11: [Threaded comment] Your version of Excel allows you to read this threaded comment; however, any edits to it will get removed if the file is opened in a newer version of Excel. Learn more: https://go.microsoft.com/fwlink/?linkid=870924 Comment: https://www.tek.com/datasheet/scalable-performance-oscilloscopes

## SAS
Disclaimers:
Tektronix assumes no responsibility or liability for any errors or omissions in the content of this configuration.
The information contained in this config is provided on an "as is" basis for planning purpose only with no guarantee of any kind, express or implied.
Contact your local Tektronix Account Manager for latest configuration information. https://www.tek.com/en/buy/request-sales-contact
July 2023
SAS Configuration Table
SAS4 Tx
Application | Item | Vendor | Type | Requirement | Qty | Description | Notes
SAS4 TX | DPO73304DX or DPO73304SX | Tektronix | Equipment | Required | 1 | 33GHz minimum scope bandwidth.
| SAS4-TSG | Tektronix | Software | Required | 1 | SAS4 Tx Measurement Plugin
| DJA | Tektronix | Software | Required | 1 | Jitter and Eye Analysis Software
| P7720 | Tektronix | Equipment | Optional | 1 | 20 GHz active probe
| PMCABLE1M | Tektronix | Equipment | Required | 2 | matched cable pair; 2.92-to-2.92mm, Straight, 1.5ps, 40GHz
| SD3379 | Fairview Microwave | Equipment | Required | 2 | DC Block
| SAS-TPA-R | Wilder | Equipment | Required | 1 | SAS Gen3 Receptacle Adapter
| MSASHD-TPAL-P | Wilder | Equipment | Required | 1 | Left Hand- 12G SAS Plug Adapter
| MSASHD-TPAR-P | Wilder | Equipment | Required | 1 | Right Hand- 12G SAS Plug Adapter
| 8639G4-TPA-P | Wilder | Equipment | Required | 1 | SFF-8639 Universal Plug Test Adapter, SAS MultiLink, SATA Express, PCIe
| 8639G4-TPA-R | Wilder | Equipment | Required | 1 | SFF-8639 Universal Receptacle Test Adapter, SAS MultiLink, SATA Express, PCIe
SAS3 Tx
Application | Item | Vendor | Type | R/O | Qty | Description | Notes
SAS3 TX | DPO72304DX or DPO72304SX | Tektronix | Equipment | Required | 1 | 23GHz minimum scope bandwidth
| SAS3-TSG | Tektronix | Software | Required | 1 | SAS-3 Automated Tx Compliance Test Application
| SAS3-TSGW | Tektronix | Software | Required | 1 | SAS Transmitter Measurements includes a licensed set of WDP measurements | Add for 6G WDP
| P7720 | Tektronix | Equipment | Optional | 1 | 20 GHz TriMode probe with TekFlex connector technology | Recommended for debug.
| PMCABLE1M | Tektronix | Equipment | Required | 2 | Matched cable pair; 2.92-to-2.92mm, Straight, 1.5ps matched, 40GHz
| SD3379 | Fairview Microwave | Equipment | Required | 2 | 40GHz DC Block
| TF-SAS-TPA-R | Tektronix | Equipment | Required | 1 | SAS Gen3 Receptacle Adapter. Manufacturers Part Number: SAS-TPA-R
| TF-SASHD-TPAL-P | Tektronix | Equipment | Required | 1 | Left Hand- 12G SAS Plug Adapter. Manufacturers Part Number: MSASHD-TPAL-P
| TF-SASHD-TPAR-P | Tektronix | Equipment | Required | 1 | Right Hand- 12G SAS Plug Adapter. Manufacturers Part Number: MSASHD-TPAR-P
| TF-SFF-8639-TPA-P | Tektronix | Equipment | Required | 1 | SFF-8639 Test Adapter. Manufacturers Part Number: 8639-TP-P
| TF-SFF-8639-TPA-R | Tektronix | Equipment | Required | 1 | SFF-8639 Test Adapter. Manufacturers Part Number: 8639-TPA-R
SAS4 Rx
Application | Item | Vendor | Type | Requirements | Qty | Description | Notes
SAS4 RX | MP1900A | Anritsu | Equipment | Required | 1 | 20GB/s BERT with built-in jitter and noise stresses
| DPO73304DX or DPO73304SX | Tektronix | Equipment | Required | 1 | 33GHz minimum bandwidth scope
| DJA | Tektronix | Software | Required | 1 | Jitter and Eye Analysis Tools
| 5XL | Tektronix | Software | Required | 1 | Extended record length - 62.5 M/Ch
| GRL-SAS4-RXA | Granite River Labs | Software | Required | 1 | SAS-4 22.5Gb/s Receiver Calibration and Test Software
| ISI Board | Tektronix | Equipment | Required | 1 | Differential ISI Board | Please contact your local account manager for recommendation
| PMCABLE1M | Tektronix | Equipment | Required | 2 | Matched cable pair; 2.92-to-2.92mm, Straight, 1.5ps matched, 40GHz
| SD3379 | Fairview Microwave | Equipment | Required | 2 | 40GHz DC Block
| PT-2-92 | RLC Electronics | Equipment | Required | 2 | 40GHz Pick Off Tee
| TF-SAS-TPA-R | Tektronix | Equipment | Required | 1 | SAS Gen3 Receptacle Adapter. Manufacturers Part Number: SAS-TPA-R
| TF-SASHD-TPAL-P | Tektronix | Equipment | Required | 1 | Left Hand- 12G SAS Plug Adapter. Manufacturers Part Number: MSASHD-TPAL-P
| TF-SASHD-TPAR-P | Tektronix | Equipment | Required | 1 | Right Hand- 12G SAS Plug Adapter. Manufacturers Part Number: MSASHD-TPAR-P
| TF-SFF-8639-TPA-P | Tektronix | Equipment | Required | 1 | SFF-8639 Test Adapter. Manufacturers Part Number: 8639-TP-P
| TF-SFF-8639-TPA-R | Tektronix | Equipment | Required | 1 | SFF-8639 Test Adapter. Manufacturers Part Number: 8639-TPA-R
SAS3 Rx
Application | Item | Vendor | Type | Requirements | Qty | Description | Notes
SAS3 RX | MP1900A | Anritsu | Equipment | Required | 1 | 20GB/s BERT with built-in jitter and noise stresses
| DPO72304DX | Tektronix | Equipment | Required | 1 | ≥23GHz minimum bandwidth scope
| DJA | Tektronix | Software | Required | 1 | Jitter and Eye Analysis Tools
| 5XL | Tektronix | Software | Required | 1 | Extended record length - 62.5 M/Ch
| GRL-SAS3-RXA | Granite River Labs | Software | Required | 1 | SAS-3 12Gb/s Receiver Calibration and Test Software
| ISI Board | Tektronix | Equipment | Required | 1 | Differential ISI Board | Please contact your local account manager for recommendation
| PMCABLE1M | Tektronix | Equipment | Required | 2 | Cable; 2.92-to-2.92mm, Straight, 1.5ps matched, 40GHz
| SD3379 | Fairview Microwave | Equipment | Required | 2 | 40GHz DC Block
| PT-2-92 | RLC Electronics | Equipment | Required | 2 | 40GHz Pick Off Tee
| TF-SAS-TPA-R | Tektronix | Equipment | Required | 1 | SAS Gen3 Receptacle Adapter. Manufacturers Part Number: SAS-TPA-R
| TF-SASHD-TPAL-P | Tektronix | Equipment | Required | 1 | Left Hand- 12G SAS Plug Adapter. Manufacturers Part Number: MSASHD-TPAL-P
| TF-SASHD-TPAR-P | Tektronix | Equipment | Required | 1 | Right Hand- 12G SAS Plug Adapter. Manufacturers Part Number: MSASHD-TPAR-P
| TF-SFF-8639-TPA-P | Tektronix | Equipment | Required | 1 | SFF-8639 Test Adapter. Manufacturers Part Number: 8639-TP-P
| TF-SFF-8639-TPA-R | Tektronix | Equipment | Required | 1 | SFF-8639 Test Adapter. Manufacturers Part Number: 8639-TPA-R
Note on C17: [Threaded comment] Your version of Excel allows you to read this threaded comment; however, any edits to it will get removed if the file is opened in a newer version of Excel. Learn more: https://go.microsoft.com/fwlink/?linkid=870924 Comment: https://www.fairviewmicrowave.com/inner-dc-block-10-mhz-40-ghz-2.92mm-connectors-sd3379-p.aspx
Note on C32: [Threaded comment] Your version of Excel allows you to read this threaded comment; however, any edits to it will get removed if the file is opened in a newer version of Excel. Learn more: https://go.microsoft.com/fwlink/?linkid=870924 Comment: https://www.fairviewmicrowave.com/inner-dc-block-10-mhz-40-ghz-2.92mm-connectors-sd3379-p.aspx
Note on C47: [Threaded comment] Your version of Excel allows you to read this threaded comment; however, any edits to it will get removed if the file is opened in a newer version of Excel. Learn more: https://go.microsoft.com/fwlink/?linkid=870924 Comment: https://www.tek.com/datasheet/bertscope(tm)-differential-isi-board
Note on C49: [Threaded comment] Your version of Excel allows you to read this threaded comment; however, any edits to it will get removed if the file is opened in a newer version of Excel. Learn more: https://go.microsoft.com/fwlink/?linkid=870924 Comment: https://www.fairviewmicrowave.com/inner-dc-block-10-mhz-40-ghz-2.92mm-connectors-sd3379-p.aspx
Note on C50: [Threaded comment] Your version of Excel allows you to read this threaded comment; however, any edits to it will get removed if the file is opened in a newer version of Excel. Learn more: https://go.microsoft.com/fwlink/?linkid=870924 Comment: https://www.rlcelectronics.com/
Note on C68: [Threaded comment] Your version of Excel allows you to read this threaded comment; however, any edits to it will get removed if the file is opened in a newer version of Excel. Learn more: https://go.microsoft.com/fwlink/?linkid=870924 Comment: https://www.fairviewmicrowave.com/inner-dc-block-10-mhz-40-ghz-2.92mm-connectors-sd3379-p.aspx
Note on C69: [Threaded comment] Your version of Excel allows you to read this threaded comment; however, any edits to it will get removed if the file is opened in a newer version of Excel. Learn more: https://go.microsoft.com/fwlink/?linkid=870924 Comment: https://www.rlcelectronics.com/

## HDMI
Disclaimers:
Tektronix assumes no responsibility or liability for any errors or omissions in the content of this configuration.
The information contained in this config is provided on an "as is" basis for planning purpose only with no guarantee of any kind, express or implied.
Contact your local Tektronix Account Manager for latest configuration information. https://www.tek.com/en/buy/request-sales-contact
July 2023
HDMI 2.1 Source
Application | Item | Vendor | Type | Requirement | Qty | Description | Notes
HDMI v2.1 TX | DPO72504SX, DPO72304DX | Tektronix | Equipment | Required | 1 | 23GHz or 33GHz SX, or DX supported | Win 10 OS required
| HT3 | Tektronix | Software | Required | 1 | HDMI Compliance Testing Application | For Backward compatibility customer need to perform 1.4 Tx measurements
| HDM | Tektronix | Software | Required | 1 | HDMI 2.0 Advanced Analysis and Compliance Software for Tx tests | For Backward compatibility customer need to perform 2.0 Tx measurements
| HD21 | Tektronix | Software | Required | 1 | HDMI 2.1 Advanced Analysis and Compliance Software for Tx tests
| DJA | Tektronix | Software | Required | 1 | Jitter and Eye Analysis Tools - Advanced (DPOJET)
| SDLA64 | Tektronix | Software | Required | 1 | New version of SDLA (64-bit) | For impaired waveform de-embedding
| P7720 or P7625 | Tektronix | Equipment | Required | 4 | Active High Impedance Probe
| P77C292MM or P76CA-292C | Tektronix | Equipment | Required | 4 | Probe tips to interface with test setup
| PMCABLE1M | Tektronix | Equipment | Required | 8 | Phase-matched SMA cable pair, TCA-SMA connector | Cable; 2.92-to-2.92mm, Straight, 1.5ps matched, 40GHz For Dual stack , need TCA-SMA connectors quantity
| HDA2.1−TPA−P | Wilder | Fixture | Required | 1 | Wilder HDMI 2.1 Plug Fixture | 3rd Party Test Fixtures for HDMI
| HDA2.1−TPA−R | Wilder | Fixture | Required | 1 | Wilder HDMI 2.1 Receptacle Fixture | 3rd Party Test Fixtures for HDMI - for TX Tp-R is required if the source type is HDMI Plug. Optional
| AJSC-1 | Allion | Fixture | Required | 1 | Allion SCDC/EDID Controller | Allion EDID controller is automated and approved by HDMI orgnization
**
HDMI 2.0 Source (Tx)
Application | Item | Vendor | Type | Requirement | Qty | Description | Notes
HDMI v2.0 TX | DPO/MSO70000C/DX/SX | Tektronix | Equipment | Required | 1 | Min 12.5GHz Real-Time Oscilloscope; 4 analog channels
| 10XL | Tektronix | Software | Required | 1 | Extended record length - 125M/Ch
| SR-CUST | Tektronix | Software | Required | 1 | Custom serial decoder plugin option | Standard option for Custom decode
| DJA | Tektronix | Software | Required | 1 | DPOJET Jitter and Eye Analysis
| HT3 | Tektronix | Software | Required | 1 | HDMI 1.4 compliance test SW (prerequisite) | For Backward compatibility customer need to perform 1.4 Tx measurements
| HDM | Tektronix | Software | Required | 1 | TekExpress HDMI 2.0 Tx SW
| P77XX or P76XX Series TriMode Probes | Tektronix | Equipment | Required | 4 | Active High Impedance Probe | P7720 or P7625 TriMode Probes
| P77C292MM or P76CA-292C | Tektronix | Equipment | Required | 4 | Probe tips to interface with test setup
| PMCABLE1M | Tektronix | Equipment | Required | 8 | Phase-matched SMA cable pair, TCA-SMA connector | Cable; 2.92-to-2.92mm, Straight, 1.5ps matched, 40GHz For Dual stack , need TCA-SMA connectors quantity
| HDA2.1-TPA-P | Wilder | Fixture | Required | 1 | HDMI 2.0 fixture from Wilder Tech. | 3rd Party Test Fixtures for HDMI
| TF-HDMI-TPA-T | Wilder | Fixture | Required | 1 | Wilder Tech. HDMI Termination board | 3rd Party Test Fixtures for HDMI
| TEK-GRL-HDMI-CONT | Tektronix | Fixture | Required | 1 | GRL EDID Emulator | TEK-GRL-HDMI-CONT - EDID Emulator from GRL or AJSC-1 - EDID Emulator from Allion (Only GRL and Allion EDID are mentioned in the 2.0 MOI)
| HDA2.1−TPA−R | Wilder | Fixture | Required | 1 | Wilder HDMI 2.1 Receptacle Fixture | 3rd Party Test Fixtures for HDMI - for TX Tp-R is required if the source type is HDMI Plug. Optional
HDMI 1.4 Source (Tx)
Application | Item | Vendor | Type | Requirement | Qty | Description | Notes
HDMI 1.4 Source (Tx) | DPO71254C, DPO72304X | Tektronix | Equipment | Required | 1 | 8GHz minimum bandwidth scope | 70000SX is not approved by HDMI.org, 70000C and 70000DX are approved models.
| 5XL | Tektronix | Software | Required | 1 | Extended record length - 62.5M/Ch
| HT3 | Tektronix | Software | Required | 1 | HDMI 1.4 compliance test SW
| PMCABLE1M | Tektronix | Equipment | Required | 8 | Phase-matched SMA cable pair, TCA-SMA connector | Cable; 2.92-to-2.92mm, Straight, 1.5ps matched, 40GHz For Dual stack , need TCA-SMA connectors quantity
| P7713 | Tektronix | Equipment | Required | 4 | Differential Tri-mode Probe | May be used, but this probe with 2.92mm adapter still requires HDMI.org approval for compliance
| P77C292MM | Tektronix | Equipment | Required | 2 | 2.92 mm Coaxial Adapter with Cables
| HDA2.1-TPA-P | Wilder | Fixture | Required | 1 | HDMI fixture kit from Wilder | 3rd Party Test Fixtures for HDMI
eARC Tx/Rx for HDMI 2.1
Application | Item | Vendor | Type | Requirement | Qty | Description | Notes
eARC Source TX Tests | DPO71254C, DPO71304SX | Tektronix | Equipment | Required | 1 | >2.5GHz minimum scope bandwidth
| DJA | Tektronix | Software | Required | 1 | DPOJET Advanced
| AWG5202 | Tektronix | Equipment | Required | 1 | Arbitrary waveform generator
| Option 250 | Tektronix | Option | Required | 1 | 10 GS/s interpolated sample rate
| Option SEQ | Tektronix | Option | Required | 1 | AWG pattern sequencer
| P6245 or TAP1500 | Tektronix | Equipment | Required | 2 | Single Ended - P6245 or TAP1500 (w/TCA-VPI adaptor if 70K scope)
| P6248 or TDP1500 | Tektronix | Equipment | Required | 1 | Differential - P6248 or TDP1500( (w/TCA-VPI adaptor if 70K scope)
| 24xx series (SMU) OR KI 22xx series OR PWS4721/PWS4602/PWS4323/PWS4305/PWS4205 | Tektronix | Equipment | Required | 1 | Programmable Power Supply
| HDA2.1-PRB-TEAK | Tektronix | Fixture | Required | 1 | (HDMI 2.1 eARC Probe Module kit which includes Probe boards 600-1162-200 and 600-1166-001, eARC TPA-P 600-1167-000, SMA Cables and other accessories)
| eARC21TX | Tektronix | Software | Required | 1 | Tekexpress eARC transmitter solution
| eARC21RX | Tektronix | Software | Required | 1 | Tekexpress eARC receiver solution (requires EARC21TX)
| SL870 | Simplay Labs | Equipment | Required | 1 | eARC protocol analyzer | Order directly from Simplay Labs, required for source TX tests
Note
** The customer needs to install the TekExpress HDMI2.1 software (FRL app) in both DPO70K SX scopes (master and secondary). Also, the license should be enabled on both the Scopes.
| DPS73308SX HD21 TekExpress HDMI 2.1 Tx Compliance Solution (Requires Opt. DJA, SDLA) |  |  |  | Requires one licence.
Note on H17: [Threaded comment] Your version of Excel allows you to read this threaded comment; however, any edits to it will get removed if the file is opened in a newer version of Excel. Learn more: https://go.microsoft.com/fwlink/?linkid=870924 Comment: https://www.wilder-tech.com/en/products/hdmi/hdmi-type-a-v21
Note on H18: [Threaded comment] Your version of Excel allows you to read this threaded comment; however, any edits to it will get removed if the file is opened in a newer version of Excel. Learn more: https://go.microsoft.com/fwlink/?linkid=870924 Comment: https://www.wilder-tech.com/en/products/hdmi/hdmi-type-a-v21
Note on H19: [Threaded comment] Your version of Excel allows you to read this threaded comment; however, any edits to it will get removed if the file is opened in a newer version of Excel. Learn more: https://go.microsoft.com/fwlink/?linkid=870924 Comment: https://www.allion.com/news-center/ajsc-1-hdmi-test-fixture-now-available/
Note on H33: [Threaded comment] Your version of Excel allows you to read this threaded comment; however, any edits to it will get removed if the file is opened in a newer version of Excel. Learn more: https://go.microsoft.com/fwlink/?linkid=870924 Comment: https://www.wilder-tech.com/en/products/hdmi/hdmi-type-a-v21
Note on H34: [Threaded comment] Your version of Excel allows you to read this threaded comment; however, any edits to it will get removed if the file is opened in a newer version of Excel. Learn more: https://go.microsoft.com/fwlink/?linkid=870924 Comment: https://www.wilder-tech.com/en/products/hdmi/hdmi-type-a-v21
Note on H47: [Threaded comment] Your version of Excel allows you to read this threaded comment; however, any edits to it will get removed if the file is opened in a newer version of Excel. Learn more: https://go.microsoft.com/fwlink/?linkid=870924 Comment: https://www.wilder-tech.com/en/products/hdmi/hdmi-type-a-v21

## SATA
Disclaimers:
Tektronix assumes no responsibility or liability for any errors or omissions in the content of this configuration.
The information contained in this config is provided on an "as is" basis for planning purpose only with no guarantee of any kind, express or implied.
Contact your local Tektronix Account Manager for latest configuration information. https://www.tek.com/en/buy/request-sales-contact
July 2023
SATA Configuration Table
Host Tx
Application | Item | Vendor | Type | Requirements | Qty | Description | Notes
SATA-TX | DPO71304SX or DPO71254C | Tektronix | Equipment | Required | 1 | ≥12GHz Oscilloscope, Win10 OS
| SATA-TSG | Tektronix | Option | Required | 1 | SATA TX software (Gen1, Gen2, Gen3)
| DJA | Tektronix | Option | Required | 1 | Jitter & eye diagram software
| 5XL | Tektronix | Option | Required | 1 | 62.5M depth record length
| PMCABLE1M | Tektronix | Tek Accessory | Required | 2 | Matched cable pair; 2.92-to-2.92mm, Straight, 1.5ps matched, 40GHz
| TF-SATA-TPA-P | Tektronix | Tek Accessory | Required | 1 | SATA System host plug fixture
Host Rx
Application | Item | Vendor | Type | Requirements | Qty | Description | Notes
SATA-RX | AWG70001B or AWG70002B | Tektronix | Equipment | Required | 1 | AWG mainframe | Only supports testing with SSC off in DUT
| 225 | Tektronix | Option | Required | 1 | 25Gs/sec sample rate
| SEQ | Tektronix | Option | Required | 1 | Memory sequencer, AWG Option
| MEM | Tektronix | Option | Required | 1 | Memory expansion, AWG Option
| PMCABLE1M | Tektronix | Tek Accessory | Required | 2 | Matched cable pair; 2.92-to-2.92mm, Straight, 1.5ps matched, 40GHz
| TF-SATA-TPA-P | Tektronix | Tek Accessory | Required | 1 | SATA System host plug fixture
| DPO71304SX or DPO71254C | Tektronix | Equipment | Required | 1 | ≥12GHz Oscilloscope, Win10 OS
| SATA-RSG | Tektronix | Option | Required | 1 | SATA RX software (Gen1, Gen2, Gen3) | Only supported on DX series scopes
| ERRDT | Tektronix | Option | Required | 1 | Error detector, DPO
| ST6G | Tektronix | Option | Required | 1 | Pre-req for option ERRDT
| ISI Board | Tektronix | Tek Accessory | Required | 1 | Fixed ISI board, CIC | Please contact your local Account Manager

## DisplayPort 2.0 Tx (hidden)
Qty | Product /Opt |  | Description
1 | DPO71304SX (73304 for DP 2.0) |  | 13 GHz Mixed Signal Oscilloscope; 4 analog | Required Configuration.
1 | DJA |  | DPOJET Jitter and Analysis
1 | SDLA64 |  | Serial Data Link Analysys Software (Not required if only testing eDP)
AND
1 | DP12 |  | DisplayPort 1.2 Source Test Automation Software | If Testing DP 1.2
AND/OR
1 | DP14 |  | DisplayPort 1.4 Source Test Automation Software | If Testing DP 1.4
AND/OR
1 | DP20 or DPOFL-DP20 (floating lic.) |  | TekExpress DP 2.0 Conformance Automation Solution | If Testing DP 2.0
AND/OR
1 | EDP |  | Embedded DisplayPort 1.3 Essentials | If Testing eDP 1.3
AND/OR
1 | EDP14 |  | Embedded DisplayPort 1.4 Essentials | If Testing eDP 1.4
AND
1 | DP-TPA-A |  | Wilder DisplayPort Aux Control Adapter for Standard DP Fixture | If Testing "Standard" connector
1 | TF-DP-TPA-P |  | DisplayPort Plug Adapter. Manufacturers Part Number: DP-TPA-P
AND/OR
1 | DP-TPA-A |  | Wilder DisplayPort Aux Control Adapter for Standard DP Fixture (same for Mini DP) | If Testing "Mini" connector
1 | mDP-TPA-PR |  | Mini-DisplayPort Plug Adapter. Manufacturers Part Number: DP-TPA-P
AND/OR
1 | TEK-DPC-TPA-PCB |  | Wilder DP Type-C Plug fixture and Control Board (DPC-TPA-P 640-0808-000). Manufacturers Part Number: DPC-TPA-RRCB | If Testing "Type-C" connector
AND/OR
1 | TF-EDP-TPA-P |  | eDP Plug Adapter. Manufacturers Part Number: EDP-TPA30L-P | If Testing Embedded DP (eDP) device
1 | EDP-TPA-A |  | Wilder DisplayPort Aux Control Adapter for Embedded-DP Fixture
AND
2 | PMCABLE1M |  | Matched Pair Cables | 2 lane testing
[5 empty] | Pair of Matched Pair Cables | 2 | PMCABLE1M | Pair of Matched Pair Cables | 2 | PMCABLE1M | Pair of Matched Pair Cables | 2 | PMCABLE1M | Pair of Matched Pair Cables | 2 | PMCABLE1M | Pair of Matched Pair Cables | 2 | PMCABLE1M | Pair of Matched Pair Cables | 2 | PMCABLE1M | Pair of Matched Pair Cables | 2 | PMCABLE1M | Pair of Matched Pair Cables | 2 | PMCABLE1M | Pair of Matched Pair Cables | 2 | PMCABLE1M | Pair of Matched Pair Cables | 2 | PMCABLE1M | Pair of Matched Pair Cables | 2 | PMCABLE1M | Pair of Matched Pair Cables | 2 | PMCABLE1M | Pair of Matched Pair Cables | 2 | PMCABLE1M | Pair of Matched Pair Cables | 2 | PMCABLE1M | Pair of Matched Pair Cables | 2 | PMCABLE1M | Pair of Matched Pair Cables | 2 | PMCABLE1M | Pair of Matched Pair Cables | 2 | PMCABLE1M | Pair of Matched Pair Cables | 2 | PMCABLE1M | Pair of Matched Pair Cables | 2 | PMCABLE1M | Pair of Matched Pair Cables | 2 | PMCABLE1M | Pair of Matched Pair Cables | 2 | PMCABLE1M | Pair of Matched Pair Cables | 2 | PMCABLE1M | Pair of Matched Pair Cables | 2 | PMCABLE1M | Pair of Matched Pair Cables | 2 | PMCABLE1M | Pair of Matched Pair Cables | 2 | PMCABLE1M | Pair of Matched Pair Cables | 2 | PMCABLE1M | Pair of Matched Pair Cables | 2 | PMCABLE1M | Pair of Matched Pair Cables | 2 | PMCABLE1M | Pair of Matched Pair Cables | 2 | PMCABLE1M | Pair of Matched Pair Cables | 2 | PMCABLE1M | Pair of Matched Pair Cables | 2 | PMCABLE1M | Pair of Matched Pair Cables | 2 | PMCABLE1M | Pair of Matched Pair Cables | 2 | PMCABLE1M | Pair of Matched Pair Cables | 2 | PMCABLE1M | Pair of Matched Pair Cables | 2 | PMCABLE1M | Pair of Matched Pair Cables | 2 | PMCABLE1M | Pair of Matched Pair Cables | 2 | PMCABLE1M | Pair of Matched Pair Cables | 2 | PMCABLE1M | Pair of Matched Pair Cables | 2 | PMCABLE1M | Pair of Matched Pair Cables | 2 | PMCABLE1M | Pair of Matched Pair Cables | 2 | PMCABLE1M | Pair of Matched Pair Cables | 2 | PMCABLE1M | Pair of Matched Pair Cables | 2 | PMCABLE1M | Pair of Matched Pair Cables | 2 | PMCABLE1M | Pair of Matched Pair Cables | 2 | PMCABLE1M | Pair of Matched Pair Cables | 2 | PMCABLE1M | Pair of Matched Pair Cables | 2 | PMCABLE1M | Pair of Matched Pair Cables | 2 | PMCABLE1M | Pair of Matched Pair Cables | 2 | PMCABLE1M | Pair of Matched Pair Cables | 2 | PMCABLE1M | Pair of Matched Pair Cables | 2 | PMCABLE1M | Pair of Matched Pair Cables | 2 | PMCABLE1M | Pair of Matched Pair Cables | 2 | PMCABLE1M | Pair of Matched Pair Cables | 2 | PMCABLE1M | Pair of Matched Pair Cables | 2 | PMCABLE1M | Pair of Matched Pair Cables | 2 | PMCABLE1M | Pair of Matched Pair Cables | 2 | PMCABLE1M | Pair of Matched Pair Cables | 2 | PMCABLE1M | Pair of Matched Pair Cables | 2 | PMCABLE1M | Pair of Matched Pair Cables | 2 | PMCABLE1M | Pair of Matched Pair Cables | 2 | PMCABLE1M | Pair of Matched Pair Cables | 2 | PMCABLE1M | Pair of Matched Pair Cables | 2 | PMCABLE1M | Pair of Matched Pair Cables | 2 | PMCABLE1M | Pair of Matched Pair Cables | 2 | PMCABLE1M | Pair of Matched Pair Cables | 2 | PMCABLE1M | Pair of Matched Pair Cables | 2 | PMCABLE1M | Pair of Matched Pair Cables | 2 | PMCABLE1M | Pair of Matched Pair Cables | 2 | PMCABLE1M | Pair of Matched Pair Cables | 2 | PMCABLE1M | Pair of Matched Pair Cables | 2 | PMCABLE1M | Pair of Matched Pair Cables | 2 | PMCABLE1M | Pair of Matched Pair Cables | 2 | PMCABLE1M | Pair of Matched Pair Cables | 2 | PMCABLE1M | Pair of Matched Pair Cables | 2 | PMCABLE1M | Pair of Matched Pair Cables | 2 | PMCABLE1M | Pair of Matched Pair Cables | 2 | PMCABLE1M | Pair of Matched Pair Cables | 2 | PMCABLE1M | Pair of Matched Pair Cables | 2 | PMCABLE1M | Pair of Matched Pair Cables | 2 | PMCABLE1M | Pair of Matched Pair Cables | 2 | PMCABLE1M | Pair of Matched Pair Cables | 2 | PMCABLE1M | Pair of Matched Pair Cables | 2 | PMCABLE1M | Pair of Matched Pair Cables | 2 | PMCABLE1M | Pair of Matched Pair Cables | 2 | PMCABLE1M | Pair of Matched Pair Cables | 2 | PMCABLE1M | Pair of Matched Pair Cables | 2 | PMCABLE1M | Pair of Matched Pair Cables | 2 | PMCABLE1M | Pair of Matched Pair Cables | 2 | PMCABLE1M | Pair of Matched Pair Cables | 2 | PMCABLE1M | Pair of Matched Pair Cables | 2 | PMCABLE1M | Pair of Matched Pair Cables | 2 | PMCABLE1M | Pair of Matched Pair Cables | 2 | PMCABLE1M | Pair of Matched Pair Cables | 2 | PMCABLE1M | Pair of Matched Pair Cables | 2 | PMCABLE1M | Pair of Matched Pair Cables | 2 | PMCABLE1M | Pair of Matched Pair Cables | 2 | PMCABLE1M | Pair of Matched Pair Cables | 2 | PMCABLE1M | Pair of Matched Pair Cables | 2 | PMCABLE1M | Pair of Matched Pair Cables | 2 | PMCABLE1M | Pair of Matched Pair Cables | 2 | PMCABLE1M | Pair of Matched Pair Cables | 2 | PMCABLE1M | Pair of Matched Pair Cables | 2 | PMCABLE1M | Pair of Matched Pair Cables | 2 | PMCABLE1M | Pair of Matched Pair Cables | 2 | PMCABLE1M | Pair of Matched Pair Cables | 2 | PMCABLE1M | Pair of Matched Pair Cables | 2 | PMCABLE1M | Pair of Matched Pair Cables | 2 | PMCABLE1M | Pair of Matched Pair Cables | 2 | PMCABLE1M | Pair of Matched Pair Cables | 2 | PMCABLE1M | Pair of Matched Pair Cables | 2 | PMCABLE1M | Pair of Matched Pair Cables | 2 | PMCABLE1M | Pair of Matched Pair Cables | 2 | PMCABLE1M | Pair of Matched Pair Cables | 2 | PMCABLE1M | Pair of Matched Pair Cables | 2 | PMCABLE1M | Pair of Matched Pair Cables | 2 | PMCABLE1M | Pair of Matched Pair Cables | 2 | PMCABLE1M | Pair of Matched Pair Cables | 2 | PMCABLE1M | Pair of Matched Pair Cables | 2 | PMCABLE1M | Pair of Matched Pair Cables | 2 | PMCABLE1M | Pair of Matched Pair Cables | 2 | PMCABLE1M | Pair of Matched Pair Cables | 2 | PMCABLE1M | Pair of Matched Pair Cables | 2 | PMCABLE1M | Pair of Matched Pair Cables | 2 | PMCABLE1M | Pair of Matched Pair Cables | 2 | PMCABLE1M | Pair of Matched Pair Cables | 2 | PMCABLE1M | Pair of Matched Pair Cables | 2 | PMCABLE1M | Pair of Matched Pair Cables | 2 | PMCABLE1M | Pair of Matched Pair Cables | 2 | PMCABLE1M | Pair of Matched Pair Cables | 2 | PMCABLE1M | Pair of Matched Pair Cables | 2 | PMCABLE1M | Pair of Matched Pair Cables | 2 | PMCABLE1M | Pair of Matched Pair Cables | 2 | PMCABLE1M | Pair of Matched Pair Cables | 2 | PMCABLE1M | Pair of Matched Pair Cables | 2 | PMCABLE1M | Pair of Matched Pair Cables | 2 | PMCABLE1M | Pair of Matched Pair Cables | 2 | PMCABLE1M | Pair of Matched Pair Cables | 2 | PMCABLE1M | Pair of Matched Pair Cables | 2 | PMCABLE1M | Pair of Matched Pair Cables | 2 | PMCABLE1M | Pair of Matched Pair Cables | 2 | PMCABLE1M | Pair of Matched Pair Cables | 2 | PMCABLE1M | Pair of Matched Pair Cables | 2 | PMCABLE1M | Pair of Matched Pair Cables | 2 | PMCABLE1M | Pair of Matched Pair Cables | 2 | PMCABLE1M | Pair of Matched Pair Cables | 2 | PMCABLE1M | Pair of Matched Pair Cables | 2 | PMCABLE1M | Pair of Matched Pair Cables | 2 | PMCABLE1M | Pair of Matched Pair Cables | 2 | PMCABLE1M | Pair of Matched Pair Cables | 2 | PMCABLE1M | Pair of Matched Pair Cables | 2 | PMCABLE1M | Pair of Matched Pair Cables | 2 | PMCABLE1M | Pair of Matched Pair Cables | 2 | PMCABLE1M | Pair of Matched Pair Cables | 2 | PMCABLE1M | Pair of Matched Pair Cables | 2 | PMCABLE1M | Pair of Matched Pair Cables | 2 | PMCABLE1M | Pair of Matched Pair Cables | 2 | PMCABLE1M | Pair of Matched Pair Cables | 2 | PMCABLE1M | Pair of Matched Pair Cables | 2 | PMCABLE1M | Pair of Matched Pair Cables | 2 | PMCABLE1M | Pair of Matched Pair Cables | 2 | PMCABLE1M | Pair of Matched Pair Cables | 2 | PMCABLE1M | Pair of Matched Pair Cables | 2 | PMCABLE1M | Pair of Matched Pair Cables | 2 | PMCABLE1M | Pair of Matched Pair Cables | 2 | PMCABLE1M | Pair of Matched Pair Cables | 2 | PMCABLE1M | Pair of Matched Pair Cables | 2 | PMCABLE1M | Pair of Matched Pair Cables | 2 | PMCABLE1M | Pair of Matched Pair Cables | 2 | PMCABLE1M | Pair of Matched Pair Cables | 2 | PMCABLE1M | Pair of Matched Pair Cables | 2 | PMCABLE1M | Pair of Matched Pair Cables | 2 | PMCABLE1M | Pair of Matched Pair Cables | 2 | PMCABLE1M | Pair of Matched Pair Cables | 2 | PMCABLE1M | Pair of Matched Pair Cables | 2 | PMCABLE1M | Pair of Matched Pair Cables | 2 | PMCABLE1M | Pair of Matched Pair Cables | 2 | PMCABLE1M | Pair of Matched Pair Cables | 2 | PMCABLE1M | Pair of Matched Pair Cables | 2 | PMCABLE1M | Pair of Matched Pair Cables | 2 | PMCABLE1M | Pair of Matched Pair Cables | 2 | PMCABLE1M | Pair of Matched Pair Cables | 2 | PMCABLE1M | Pair of Matched Pair Cables | 2 | PMCABLE1M | Pair of Matched Pair Cables | 2 | PMCABLE1M | Pair of Matched Pair Cables | 2 | PMCABLE1M | Pair of Matched Pair Cables | 2 | PMCABLE1M | Pair of Matched Pair Cables | 2 | PMCABLE1M | Pair of Matched Pair Cables | 2 | PMCABLE1M | Pair of Matched Pair Cables | 2 | PMCABLE1M | Pair of Matched Pair Cables | 2 | PMCABLE1M | Pair of Matched Pair Cables | 2 | PMCABLE1M | Pair of Matched Pair Cables | 2 | PMCABLE1M | Pair of Matched Pair Cables | 2 | PMCABLE1M | Pair of Matched Pair Cables | 2 | PMCABLE1M | Pair of Matched Pair Cables | 2 | PMCABLE1M | Pair of Matched Pair Cables | 2 | PMCABLE1M | Pair of Matched Pair Cables | 2 | PMCABLE1M | Pair of Matched Pair Cables | 2 | PMCABLE1M | Pair of Matched Pair Cables | 2 | PMCABLE1M | Pair of Matched Pair Cables | 2 | PMCABLE1M | Pair of Matched Pair Cables | 2 | PMCABLE1M | Pair of Matched Pair Cables | 2 | PMCABLE1M | Pair of Matched Pair Cables | 2 | PMCABLE1M | Pair of Matched Pair Cables | 2 | PMCABLE1M | Pair of Matched Pair Cables | 2 | PMCABLE1M | Pair of Matched Pair Cables | 2 | PMCABLE1M | Pair of Matched Pair Cables | 2 | PMCABLE1M | Pair of Matched Pair Cables | 2 | PMCABLE1M | Pair of Matched Pair Cables | 2 | PMCABLE1M | Pair of Matched Pair Cables | 2 | PMCABLE1M | Pair of Matched Pair Cables | 2 | PMCABLE1M | Pair of Matched Pair Cables | 2 | PMCABLE1M | Pair of Matched Pair Cables | 2 | PMCABLE1M | Pair of Matched Pair Cables | 2 | PMCABLE1M | Pair of Matched Pair Cables | 2 | PMCABLE1M | Pair of Matched Pair Cables | 2 | PMCABLE1M | Pair of Matched Pair Cables | 2 | PMCABLE1M | Pair of Matched Pair Cables | 2 | PMCABLE1M | Pair of Matched Pair Cables | 2 | PMCABLE1M | Pair of Matched Pair Cables | 2 | PMCABLE1M | Pair of Matched Pair Cables | 2 | PMCABLE1M | Pair of Matched Pair Cables | 2 | PMCABLE1M | Pair of Matched Pair Cables | 2 | PMCABLE1M | Pair of Matched Pair Cables | 2 | PMCABLE1M | Pair of Matched Pair Cables | 2 | PMCABLE1M | Pair of Matched Pair Cables | 2 | PMCABLE1M | Pair of Matched Pair Cables | 2 | PMCABLE1M | Pair of Matched Pair Cables | 2 | PMCABLE1M | Pair of Matched Pair Cables | 2 | PMCABLE1M | Pair of Matched Pair Cables | 2 | PMCABLE1M | Pair of Matched Pair Cables | 2 | PMCABLE1M | Pair of Matched Pair Cables | 2 | PMCABLE1M | Pair of Matched Pair Cables | 2 | PMCABLE1M | Pair of Matched Pair Cables | 2 | PMCABLE1M | Pair of Matched Pair Cables | 2 | PMCABLE1M | Pair of Matched Pair Cables | 2 | PMCABLE1M | Pair of Matched Pair Cables | 2 | PMCABLE1M | Pair of Matched Pair Cables | 2 | PMCABLE1M | Pair of Matched Pair Cables | 2 | PMCABLE1M | Pair of Matched Pair Cables | 2 | PMCABLE1M | Pair of Matched Pair Cables | 2 | PMCABLE1M | Pair of Matched Pair Cables | 2 | PMCABLE1M | Pair of Matched Pair Cables | 2 | PMCABLE1M | Pair of Matched Pair Cables | 2 | PMCABLE1M | Pair of Matched Pair Cables | 2 | PMCABLE1M | Pair of Matched Pair Cables | 2 | PMCABLE1M | Pair of Matched Pair Cables | 2 | PMCABLE1M | Pair of Matched Pair Cables | 2 | PMCABLE1M | Pair of Matched Pair Cables | 2 | PMCABLE1M | Pair of Matched Pair Cables | 2 | PMCABLE1M | Pair of Matched Pair Cables | 2 | PMCABLE1M | Pair of Matched Pair Cables | 2 | PMCABLE1M | Pair of Matched Pair Cables | 2 | PMCABLE1M | Pair of Matched Pair Cables | 2 | PMCABLE1M | Pair of Matched Pair Cables | 2 | PMCABLE1M | Pair of Matched Pair Cables | 2 | PMCABLE1M | Pair of Matched Pair Cables | 2 | PMCABLE1M | Pair of Matched Pair Cables | 2 | PMCABLE1M | Pair of Matched Pair Cables | 2 | PMCABLE1M | Pair of Matched Pair Cables | 2 | PMCABLE1M | Pair of Matched Pair Cables | 2 | PMCABLE1M | Pair of Matched Pair Cables | 2 | PMCABLE1M | Pair of Matched Pair Cables | 2 | PMCABLE1M | Pair of Matched Pair Cables | 2 | PMCABLE1M | Pair of Matched Pair Cables | 2 | PMCABLE1M | Pair of Matched Pair Cables | 2 | PMCABLE1M | Pair of Matched Pair Cables | 2 | PMCABLE1M | Pair of Matched Pair Cables | 2 | PMCABLE1M | Pair of Matched Pair Cables | 2 | PMCABLE1M | Pair of Matched Pair Cables | 2 | PMCABLE1M | Pair of Matched Pair Cables | 2 | PMCABLE1M | Pair of Matched Pair Cables | 2 | PMCABLE1M | Pair of Matched Pair Cables | 2 | PMCABLE1M | Pair of Matched Pair Cables | 2 | PMCABLE1M | Pair of Matched Pair Cables | 2 | PMCABLE1M | Pair of Matched Pair Cables | 2 | PMCABLE1M | Pair of Matched Pair Cables | 2 | PMCABLE1M | Pair of Matched Pair Cables | 2 | PMCABLE1M | Pair of Matched Pair Cables | 2 | PMCABLE1M | Pair of Matched Pair Cables | 2 | PMCABLE1M | Pair of Matched Pair Cables | 2 | PMCABLE1M | Pair of Matched Pair Cables | 2 | PMCABLE1M | Pair of Matched Pair Cables | 2 | PMCABLE1M | Pair of Matched Pair Cables | 2 | PMCABLE1M | Pair of Matched Pair Cables | 2 | PMCABLE1M | Pair of Matched Pair Cables | 2 | PMCABLE1M | Pair of Matched Pair Cables | 2 | PMCABLE1M | Pair of Matched Pair Cables | 2 | PMCABLE1M | Pair of Matched Pair Cables | 2 | PMCABLE1M | Pair of Matched Pair Cables | 2 | PMCABLE1M | Pair of Matched Pair Cables | 2 | PMCABLE1M | Pair of Matched Pair Cables | 2 | PMCABLE1M | Pair of Matched Pair Cables | 2 | PMCABLE1M | Pair of Matched Pair Cables | 2 | PMCABLE1M | Pair of Matched Pair Cables | 2 | PMCABLE1M | Pair of Matched Pair Cables | 2 | PMCABLE1M | Pair of Matched Pair Cables | 2 | PMCABLE1M | Pair of Matched Pair Cables | 2 | PMCABLE1M | Pair of Matched Pair Cables | 2 | PMCABLE1M | Pair of Matched Pair Cables | 2 | PMCABLE1M | Pair of Matched Pair Cables | 2 | PMCABLE1M | Pair of Matched Pair Cables | 2 | PMCABLE1M | Pair of Matched Pair Cables | 2 | PMCABLE1M | Pair of Matched Pair Cables | 2 | PMCABLE1M | Pair of Matched Pair Cables | 2 | PMCABLE1M | Pair of Matched Pair Cables | 2 | PMCABLE1M | Pair of Matched Pair Cables | 2 | PMCABLE1M | Pair of Matched Pair Cables | 2 | PMCABLE1M | Pair of Matched Pair Cables | 2 | PMCABLE1M | Pair of Matched Pair Cables | 2 | PMCABLE1M | Pair of Matched Pair Cables | 2 | PMCABLE1M | Pair of Matched Pair Cables | 2 | PMCABLE1M | Pair of Matched Pair Cables | 2 | PMCABLE1M | Pair of Matched Pair Cables | 2 | PMCABLE1M | Pair of Matched Pair Cables | 2 | PMCABLE1M | Pair of Matched Pair Cables | 2 | PMCABLE1M | Pair of Matched Pair Cables | 2 | PMCABLE1M | Pair of Matched Pair Cables | 2 | PMCABLE1M | Pair of Matched Pair Cables | 2 | PMCABLE1M | Pair of Matched Pair Cables | 2 | PMCABLE1M | Pair of Matched Pair Cables | 2 | PMCABLE1M | Pair of Matched Pair Cables | 2 | PMCABLE1M | Pair of Matched Pair Cables | 2 | PMCABLE1M | Pair of Matched Pair Cables | 2 | PMCABLE1M | Pair of Matched Pair Cables | 2 | PMCABLE1M | Pair of Matched Pair Cables | 2 | PMCABLE1M | Pair of Matched Pair Cables | 2 | PMCABLE1M | Pair of Matched Pair Cables | 2 | PMCABLE1M | Pair of Matched Pair Cables | 2 | PMCABLE1M | Pair of Matched Pair Cables | 2 | PMCABLE1M | Pair of Matched Pair Cables | 2 | PMCABLE1M | Pair of Matched Pair Cables | 2 | PMCABLE1M | Pair of Matched Pair Cables | 2 | PMCABLE1M | Pair of Matched Pair Cables | 2 | PMCABLE1M | Pair of Matched Pair Cables | 2 | PMCABLE1M | Pair of Matched Pair Cables | 2 | PMCABLE1M | Pair of Matched Pair Cables | 2 | PMCABLE1M | Pair of Matched Pair Cables | 2 | PMCABLE1M | Pair of Matched Pair Cables | 2 | PMCABLE1M | Pair of Matched Pair Cables | 2 | PMCABLE1M | Pair of Matched Pair Cables | 2 | PMCABLE1M | Pair of Matched Pair Cables | 2 | PMCABLE1M | Pair of Matched Pair Cables | 2 | PMCABLE1M | Pair of Matched Pair Cables | 2 | PMCABLE1M | Pair of Matched Pair Cables | 2 | PMCABLE1M | Pair of Matched Pair Cables | 2 | PMCABLE1M | Pair of Matched Pair Cables | 2 | PMCABLE1M | Pair of Matched Pair Cables | 2 | PMCABLE1M | Pair of Matched Pair Cables | 2 | PMCABLE1M | Pair of Matched Pair Cables | 2 | PMCABLE1M | Pair of Matched Pair Cables | 2 | PMCABLE1M | Pair of Matched Pair Cables | 2 | PMCABLE1M | Pair of Matched Pair Cables | 2 | PMCABLE1M | Pair of Matched Pair Cables | 2 | PMCABLE1M | Pair of Matched Pair Cables | 2 | PMCABLE1M | Pair of Matched Pair Cables | 2 | PMCABLE1M | Pair of Matched Pair Cables | 2 | PMCABLE1M | Pair of Matched Pair Cables | 2 | PMCABLE1M | Pair of Matched Pair Cables | 2 | PMCABLE1M | Pair of Matched Pair Cables | 2 | PMCABLE1M | Pair of Matched Pair Cables | 2 | PMCABLE1M | Pair of Matched Pair Cables | 2 | PMCABLE1M | Pair of Matched Pair Cables | 2 | PMCABLE1M | Pair of Matched Pair Cables | 2 | PMCABLE1M | Pair of Matched Pair Cables | 2 | PMCABLE1M | Pair of Matched Pair Cables | 2 | PMCABLE1M | Pair of Matched Pair Cables | 2 | PMCABLE1M | Pair of Matched Pair Cables | 2 | PMCABLE1M | Pair of Matched Pair Cables | 2 | PMCABLE1M | Pair of Matched Pair Cables | 2 | PMCABLE1M | Pair of Matched Pair Cables | 2 | PMCABLE1M | Pair of Matched Pair Cables | 2 | PMCABLE1M | Pair of Matched Pair Cables | 2 | PMCABLE1M | Pair of Matched Pair Cables | 2 | PMCABLE1M | Pair of Matched Pair Cables | 2 | PMCABLE1M | Pair of Matched Pair Cables | 2 | PMCABLE1M | Pair of Matched Pair Cables | 2 | PMCABLE1M | Pair of Matched Pair Cables | 2 | PMCABLE1M | Pair of Matched Pair Cables | 2 | PMCABLE1M | Pair of Matched Pair Cables | 2 | PMCABLE1M | Pair of Matched Pair Cables | 2 | PMCABLE1M | Pair of Matched Pair Cables | 2 | PMCABLE1M | Pair of Matched Pair Cables | 2 | PMCABLE1M | Pair of Matched Pair Cables | 2 | PMCABLE1M | Pair of Matched Pair Cables | 2 | PMCABLE1M | Pair of Matched Pair Cables | 2 | PMCABLE1M | Pair of Matched Pair Cables | 2 | PMCABLE1M | Pair of Matched Pair Cables | 2 | PMCABLE1M | Pair of Matched Pair Cables | 2 | PMCABLE1M | Pair of Matched Pair Cables | 2 | PMCABLE1M | Pair of Matched Pair Cables | 2 | PMCABLE1M | Pair of Matched Pair Cables | 2 | PMCABLE1M | Pair of Matched Pair Cables | 2 | PMCABLE1M | Pair of Matched Pair Cables | 2 | PMCABLE1M | Pair of Matched Pair Cables | 2 | PMCABLE1M | Pair of Matched Pair Cables | 2 | PMCABLE1M | Pair of Matched Pair Cables | 2 | PMCABLE1M | Pair of Matched Pair Cables | 2 | PMCABLE1M | Pair of Matched Pair Cables | 2 | PMCABLE1M | Pair of Matched Pair Cables | 2 | PMCABLE1M | Pair of Matched Pair Cables | 2 | PMCABLE1M | Pair of Matched Pair Cables | 2 | PMCABLE1M | Pair of Matched Pair Cables | 2 | PMCABLE1M | Pair of Matched Pair Cables | 2 | PMCABLE1M | Pair of Matched Pair Cables | 2 | PMCABLE1M | Pair of Matched Pair Cables | 2 | PMCABLE1M | Pair of Matched Pair Cables | 2 | PMCABLE1M | Pair of Matched Pair Cables | 2 | PMCABLE1M | Pair of Matched Pair Cables | 2 | PMCABLE1M | Pair of Matched Pair Cables | 2 | PMCABLE1M | Pair of Matched Pair Cables | 2 | PMCABLE1M | Pair of Matched Pair Cables | 2 | PMCABLE1M | Pair of Matched Pair Cables | 2 | PMCABLE1M | Pair of Matched Pair Cables | 2 | PMCABLE1M | Pair of Matched Pair Cables | 2 | PMCABLE1M | Pair of Matched Pair Cables | 2 | PMCABLE1M | Pair of Matched Pair Cables | 2 | PMCABLE1M | Pair of Matched Pair Cables | 2 | PMCABLE1M | Pair of Matched Pair Cables | 2 | PMCABLE1M | Pair of Matched Pair Cables | 2 | PMCABLE1M | Pair of Matched Pair Cables | 2 | PMCABLE1M | Pair of Matched Pair Cables | 2 | PMCABLE1M | Pair of Matched Pair Cables | 2 | PMCABLE1M | Pair of Matched Pair Cables | 2 | PMCABLE1M | Pair of Matched Pair Cables | 2 | PMCABLE1M | Pair of Matched Pair Cables | 2 | PMCABLE1M | Pair of Matched Pair Cables | 2 | PMCABLE1M | Pair of Matched Pair Cables | 2 | PMCABLE1M | Pair of Matched Pair Cables | 2 | PMCABLE1M | Pair of Matched Pair Cables | 2 | PMCABLE1M | Pair of Matched Pair Cables | 2 | PMCABLE1M | Pair of Matched Pair Cables | 2 | PMCABLE1M | Pair of Matched Pair Cables | 2 | PMCABLE1M | Pair of Matched Pair Cables | 2 | PMCABLE1M | Pair of Matched Pair Cables | 2 | PMCABLE1M | Pair of Matched Pair Cables | 2 | PMCABLE1M | Pair of Matched Pair Cables | 2 | PMCABLE1M | Pair of Matched Pair Cables | 2 | PMCABLE1M | Pair of Matched Pair Cables | 2 | PMCABLE1M | Pair of Matched Pair Cables | 2 | PMCABLE1M | Pair of Matched Pair Cables | 2 | PMCABLE1M | Pair of Matched Pair Cables | 2 | PMCABLE1M | Pair of Matched Pair Cables | 2 | PMCABLE1M | Pair of Matched Pair Cables | 2 | PMCABLE1M | Pair of Matched Pair Cables | 2 | PMCABLE1M | Pair of Matched Pair Cables | 2 | PMCABLE1M | Pair of Matched Pair Cables | 2 | PMCABLE1M | Pair of Matched Pair Cables | 2 | PMCABLE1M | Pair of Matched Pair Cables | 2 | PMCABLE1M | Pair of Matched Pair Cables | 2 | PMCABLE1M | Pair of Matched Pair Cables | 2 | PMCABLE1M | Pair of Matched Pair Cables | 2 | PMCABLE1M | Pair of Matched Pair Cables | 2 | PMCABLE1M | Pair of Matched Pair Cables | 2 | PMCABLE1M | Pair of Matched Pair Cables | 2 | PMCABLE1M | Pair of Matched Pair Cables | 2 | PMCABLE1M | Pair of Matched Pair Cables | 2 | PMCABLE1M | Pair of Matched Pair Cables | 2 | PMCABLE1M | Pair of Matched Pair Cables | 2 | PMCABLE1M | Pair of Matched Pair Cables | 2 | PMCABLE1M | Pair of Matched Pair Cables | 2 | PMCABLE1M | Pair of Matched Pair Cables | 2 | PMCABLE1M | Pair of Matched Pair Cables | 2 | PMCABLE1M | Pair of Matched Pair Cables | 2 | PMCABLE1M | Pair of Matched Pair Cables | 2 | PMCABLE1M | Pair of Matched Pair Cables | 2 | PMCABLE1M | Pair of Matched Pair Cables | 2 | PMCABLE1M | Pair of Matched Pair Cables | 2 | PMCABLE1M | Pair of Matched Pair Cables | 2 | PMCABLE1M | Pair of Matched Pair Cables | 2 | PMCABLE1M | Pair of Matched Pair Cables | 2 | PMCABLE1M | Pair of Matched Pair Cables | 2 | PMCABLE1M | Pair of Matched Pair Cables | 2 | PMCABLE1M | Pair of Matched Pair Cables | 2 | PMCABLE1M | Pair of Matched Pair Cables | 2 | PMCABLE1M | Pair of Matched Pair Cables | 2 | PMCABLE1M | Pair of Matched Pair Cables | 2 | PMCABLE1M | Pair of Matched Pair Cables | 2 | PMCABLE1M | Pair of Matched Pair Cables | 2 | PMCABLE1M | Pair of Matched Pair Cables | 2 | PMCABLE1M | Pair of Matched Pair Cables | 2 | PMCABLE1M | Pair of Matched Pair Cables | 2 | PMCABLE1M | Pair of Matched Pair Cables | 2 | PMCABLE1M | Pair of Matched Pair Cables | 2 | PMCABLE1M | Pair of Matched Pair Cables | 2 | PMCABLE1M | Pair of Matched Pair Cables | 2 | PMCABLE1M | Pair of Matched Pair Cables | 2 | PMCABLE1M | Pair of Matched Pair Cables | 2 | PMCABLE1M | Pair of Matched Pair Cables | 2 | PMCABLE1M | Pair of Matched Pair Cables | 2 | PMCABLE1M | Pair of Matched Pair Cables | 2 | PMCABLE1M | Pair of Matched Pair Cables | 2 | PMCABLE1M | Pair of Matched Pair Cables | 2 | PMCABLE1M | Pair of Matched Pair Cables | 2 | PMCABLE1M | Pair of Matched Pair Cables | 2 | PMCABLE1M | Pair of Matched Pair Cables | 2 | PMCABLE1M | Pair of Matched Pair Cables | 2 | PMCABLE1M | Pair of Matched Pair Cables | 2 | PMCABLE1M | Pair of Matched Pair Cables | 2 | PMCABLE1M | Pair of Matched Pair Cables | 2 | PMCABLE1M | Pair of Matched Pair Cables | 2 | PMCABLE1M | Pair of Matched Pair Cables | 2 | PMCABLE1M | Pair of Matched Pair Cables | 2 | PMCABLE1M | Pair of Matched Pair Cables | 2 | PMCABLE1M | Pair of Matched Pair Cables | 2 | PMCABLE1M | Pair of Matched Pair Cables | 2 | PMCABLE1M | Pair of Matched Pair Cables | 2 | PMCABLE1M | Pair of Matched Pair Cables | 2 | PMCABLE1M | Pair of Matched Pair Cables | 2 | PMCABLE1M | Pair of Matched Pair Cables | 2 | PMCABLE1M | Pair of Matched Pair Cables | 2 | PMCABLE1M | Pair of Matched Pair Cables | 2 | PMCABLE1M | Pair of Matched Pair Cables | 2 | PMCABLE1M | Pair of Matched Pair Cables | 2 | PMCABLE1M | Pair of Matched Pair Cables | 2 | PMCABLE1M | Pair of Matched Pair Cables | 2 | PMCABLE1M | Pair of Matched Pair Cables | 2 | PMCABLE1M | Pair of Matched Pair Cables | 2 | PMCABLE1M | Pair of Matched Pair Cables | 2 | PMCABLE1M | Pair of Matched Pair Cables | 2 | PMCABLE1M | Pair of Matched Pair Cables | 2 | PMCABLE1M | Pair of Matched Pair Cables | 2 | PMCABLE1M | Pair of Matched Pair Cables | 2 | PMCABLE1M | Pair of Matched Pair Cables | 2 | PMCABLE1M | Pair of Matched Pair Cables | 2 | PMCABLE1M | Pair of Matched Pair Cables | 2 | PMCABLE1M | Pair of Matched Pair Cables | 2 | PMCABLE1M | Pair of Matched Pair Cables | 2 | PMCABLE1M | Pair of Matched Pair Cables | 2 | PMCABLE1M | Pair of Matched Pair Cables | 2 | PMCABLE1M | Pair of Matched Pair Cables | 2 | PMCABLE1M | Pair of Matched Pair Cables | 2 | PMCABLE1M | Pair of Matched Pair Cables | 2 | PMCABLE1M | Pair of Matched Pair Cables | 2 | PMCABLE1M | Pair of Matched Pair Cables | 2 | PMCABLE1M | Pair of Matched Pair Cables | 2 | PMCABLE1M | Pair of Matched Pair Cables | 2 | PMCABLE1M | Pair of Matched Pair Cables | 2 | PMCABLE1M | Pair of Matched Pair Cables | 2 | PMCABLE1M | Pair of Matched Pair Cables | 2 | PMCABLE1M | Pair of Matched Pair Cables | 2 | PMCABLE1M | Pair of Matched Pair Cables | 2 | PMCABLE1M | Pair of Matched Pair Cables | 2 | PMCABLE1M | Pair of Matched Pair Cables | 2 | PMCABLE1M | Pair of Matched Pair Cables | 2 | PMCABLE1M | Pair of Matched Pair Cables | 2 | PMCABLE1M | Pair of Matched Pair Cables | 2 | PMCABLE1M | Pair of Matched Pair Cables | 2 | PMCABLE1M | Pair of Matched Pair Cables | 2 | PMCABLE1M | Pair of Matched Pair Cables | 2 | PMCABLE1M | Pair of Matched Pair Cables | 2 | PMCABLE1M | Pair of Matched Pair Cables | 2 | PMCABLE1M | Pair of Matched Pair Cables | 2 | PMCABLE1M | Pair of Matched Pair Cables | 2 | PMCABLE1M | Pair of Matched Pair Cables | 2 | PMCABLE1M | Pair of Matched Pair Cables | 2 | PMCABLE1M | Pair of Matched Pair Cables | 2 | PMCABLE1M | Pair of Matched Pair Cables | 2 | PMCABLE1M | Pair of Matched Pair Cables | 2 | PMCABLE1M | Pair of Matched Pair Cables | 2 | PMCABLE1M | Pair of Matched Pair Cables | 2 | PMCABLE1M | Pair of Matched Pair Cables | 2 | PMCABLE1M | Pair of Matched Pair Cables | 2 | PMCABLE1M | Pair of Matched Pair Cables | 2 | PMCABLE1M | Pair of Matched Pair Cables | 2 | PMCABLE1M | Pair of Matched Pair Cables | 2 | PMCABLE1M | Pair of Matched Pair Cables | 2 | PMCABLE1M | Pair of Matched Pair Cables | 2 | PMCABLE1M | Pair of Matched Pair Cables | 2 | PMCABLE1M | Pair of Matched Pair Cables | 2 | PMCABLE1M | Pair of Matched Pair Cables | 2 | PMCABLE1M | Pair of Matched Pair Cables | 2 | PMCABLE1M | Pair of Matched Pair Cables | 2 | PMCABLE1M | Pair of Matched Pair Cables | 2 | PMCABLE1M | Pair of Matched Pair Cables | 2 | PMCABLE1M | Pair of Matched Pair Cables | 2 | PMCABLE1M | Pair of Matched Pair Cables | 2 | PMCABLE1M | Pair of Matched Pair Cables | 2 | PMCABLE1M | Pair of Matched Pair Cables | 2 | PMCABLE1M | Pair of Matched Pair Cables | 2 | PMCABLE1M | Pair of Matched Pair Cables | 2 | PMCABLE1M | Pair of Matched Pair Cables | 2 | PMCABLE1M | Pair of Matched Pair Cables | 2 | PMCABLE1M | Pair of Matched Pair Cables | 2 | PMCABLE1M | Pair of Matched Pair Cables | 2 | PMCABLE1M | Pair of Matched Pair Cables | 2 | PMCABLE1M | Pair of Matched Pair Cables | 2 | PMCABLE1M | Pair of Matched Pair Cables | 2 | PMCABLE1M | Pair of Matched Pair Cables | 2 | PMCABLE1M | Pair of Matched Pair Cables | 2 | PMCABLE1M | Pair of Matched Pair Cables | 2 | PMCABLE1M | Pair of Matched Pair Cables | 2 | PMCABLE1M | Pair of Matched Pair Cables | 2 | PMCABLE1M | Pair of Matched Pair Cables | 2 | PMCABLE1M | Pair of Matched Pair Cables | 2 | PMCABLE1M | Pair of Matched Pair Cables | 2 | PMCABLE1M | Pair of Matched Pair Cables | 2 | PMCABLE1M | Pair of Matched Pair Cables | 2 | PMCABLE1M | Pair of Matched Pair Cables | 2 | PMCABLE1M | Pair of Matched Pair Cables | 2 | PMCABLE1M | Pair of Matched Pair Cables | 2 | PMCABLE1M | Pair of Matched Pair Cables | 2 | PMCABLE1M | Pair of Matched Pair Cables | 2 | PMCABLE1M | Pair of Matched Pair Cables | 2 | PMCABLE1M | Pair of Matched Pair Cables | 2 | PMCABLE1M | Pair of Matched Pair Cables | 2 | PMCABLE1M | Pair of Matched Pair Cables | 2 | PMCABLE1M | Pair of Matched Pair Cables | 2 | PMCABLE1M | Pair of Matched Pair Cables | 2 | PMCABLE1M | Pair of Matched Pair Cables | 2 | PMCABLE1M | Pair of Matched Pair Cables | 2 | PMCABLE1M | Pair of Matched Pair Cables | 2 | PMCABLE1M | Pair of Matched Pair Cables | 2 | PMCABLE1M | Pair of Matched Pair Cables | 2 | PMCABLE1M | Pair of Matched Pair Cables | 2 | PMCABLE1M | Pair of Matched Pair Cables | 2 | PMCABLE1M | Pair of Matched Pair Cables | 2 | PMCABLE1M | Pair of Matched Pair Cables | 2 | PMCABLE1M | Pair of Matched Pair Cables | 2 | PMCABLE1M | Pair of Matched Pair Cables | 2 | PMCABLE1M | Pair of Matched Pair Cables | 2 | PMCABLE1M | Pair of Matched Pair Cables | 2 | PMCABLE1M | Pair of Matched Pair Cables | 2 | PMCABLE1M | Pair of Matched Pair Cables | 2 | PMCABLE1M | Pair of Matched Pair Cables | 2 | PMCABLE1M | Pair of Matched Pair Cables | 2 | PMCABLE1M | Pair of Matched Pair Cables | 2 | PMCABLE1M | Pair of Matched Pair Cables | 2 | PMCABLE1M | Pair of Matched Pair Cables | 2 | PMCABLE1M | Pair of Matched Pair Cables | 2 | PMCABLE1M | Pair of Matched Pair Cables | 2 | PMCABLE1M | Pair of Matched Pair Cables | 2 | PMCABLE1M | Pair of Matched Pair Cables | 2 | PMCABLE1M | Pair of Matched Pair Cables | 2 | PMCABLE1M | Pair of Matched Pair Cables | 2 | PMCABLE1M | Pair of Matched Pair Cables | 2 | PMCABLE1M | Pair of Matched Pair Cables | 2 | PMCABLE1M | Pair of Matched Pair Cables | 2 | PMCABLE1M | Pair of Matched Pair Cables | 2 | PMCABLE1M | Pair of Matched Pair Cables | 2 | PMCABLE1M | Pair of Matched Pair Cables | 2 | PMCABLE1M | Pair of Matched Pair Cables | 2 | PMCABLE1M | Pair of Matched Pair Cables | 2 | PMCABLE1M | Pair of Matched Pair Cables | 2 | PMCABLE1M | Pair of Matched Pair Cables | 2 | PMCABLE1M | Pair of Matched Pair Cables | 2 | PMCABLE1M | Pair of Matched Pair Cables | 2 | PMCABLE1M | Pair of Matched Pair Cables | 2 | PMCABLE1M | Pair of Matched Pair Cables | 2 | PMCABLE1M | Pair of Matched Pair Cables | 2 | PMCABLE1M | Pair of Matched Pair Cables | 2 | PMCABLE1M | Pair of Matched Pair Cables | 2 | PMCABLE1M | Pair of Matched Pair Cables | 2 | PMCABLE1M | Pair of Matched Pair Cables | 2 | PMCABLE1M | Pair of Matched Pair Cables | 2 | PMCABLE1M | Pair of Matched Pair Cables | 2 | PMCABLE1M | Pair of Matched Pair Cables | 2 | PMCABLE1M | Pair of Matched Pair Cables | 2 | PMCABLE1M | Pair of Matched Pair Cables | 2 | PMCABLE1M | Pair of Matched Pair Cables | 2 | PMCABLE1M | Pair of Matched Pair Cables | 2 | PMCABLE1M | Pair of Matched Pair Cables | 2 | PMCABLE1M | Pair of Matched Pair Cables | 2 | PMCABLE1M | Pair of Matched Pair Cables | 2 | PMCABLE1M | Pair of Matched Pair Cables | 2 | PMCABLE1M | Pair of Matched Pair Cables | 2 | PMCABLE1M | Pair of Matched Pair Cables | 2 | PMCABLE1M | Pair of Matched Pair Cables | 2 | PMCABLE1M | Pair of Matched Pair Cables | 2 | PMCABLE1M | Pair of Matched Pair Cables | 2 | PMCABLE1M | Pair of Matched Pair Cables | 2 | PMCABLE1M | Pair of Matched Pair Cables | 2 | PMCABLE1M | Pair of Matched Pair Cables | 2 | PMCABLE1M | Pair of Matched Pair Cables | 2 | PMCABLE1M | Pair of Matched Pair Cables | 2 | PMCABLE1M | Pair of Matched Pair Cables | 2 | PMCABLE1M | Pair of Matched Pair Cables | 2 | PMCABLE1M | Pair of Matched Pair Cables | 2 | PMCABLE1M | Pair of Matched Pair Cables | 2 | PMCABLE1M | Pair of Matched Pair Cables | 2 | PMCABLE1M | Pair of Matched Pair Cables | 2 | PMCABLE1M | Pair of Matched Pair Cables | 2 | PMCABLE1M | Pair of Matched Pair Cables | 2 | PMCABLE1M | Pair of Matched Pair Cables | 2 | PMCABLE1M | Pair of Matched Pair Cables | 2 | PMCABLE1M | Pair of Matched Pair Cables | 2 | PMCABLE1M | Pair of Matched Pair Cables | 2 | PMCABLE1M | Pair of Matched Pair Cables | 2 | PMCABLE1M | Pair of Matched Pair Cables | 2 | PMCABLE1M | Pair of Matched Pair Cables | 2 | PMCABLE1M | Pair of Matched Pair Cables | 2 | PMCABLE1M | Pair of Matched Pair Cables | 2 | PMCABLE1M | Pair of Matched Pair Cables | 2 | PMCABLE1M | Pair of Matched Pair Cables | 2 | PMCABLE1M | Pair of Matched Pair Cables | 2 | PMCABLE1M | Pair of Matched Pair Cables | 2 | PMCABLE1M | Pair of Matched Pair Cables | 2 | PMCABLE1M | Pair of Matched Pair Cables | 2 | PMCABLE1M | Pair of Matched Pair Cables | 2 | PMCABLE1M | Pair of Matched Pair Cables | 2 | PMCABLE1M | Pair of Matched Pair Cables | 2 | PMCABLE1M | Pair of Matched Pair Cables | 2 | PMCABLE1M | Pair of Matched Pair Cables | 2 | PMCABLE1M | Pair of Matched Pair Cables | 2 | PMCABLE1M | Pair of Matched Pair Cables | 2 | PMCABLE1M | Pair of Matched Pair Cables | 2 | PMCABLE1M | Pair of Matched Pair Cables | 2 | PMCABLE1M | Pair of Matched Pair Cables | 2 | PMCABLE1M | Pair of Matched Pair Cables | 2 | PMCABLE1M | Pair of Matched Pair Cables | 2 | PMCABLE1M | Pair of Matched Pair Cables | 2 | PMCABLE1M | Pair of Matched Pair Cables | 2 | PMCABLE1M | Pair of Matched Pair Cables | 2 | PMCABLE1M | Pair of Matched Pair Cables | 2 | PMCABLE1M | Pair of Matched Pair Cables | 2 | PMCABLE1M | Pair of Matched Pair Cables | 2 | PMCABLE1M | Pair of Matched Pair Cables | 2 | PMCABLE1M | Pair of Matched Pair Cables | 2 | PMCABLE1M | Pair of Matched Pair Cables | 2 | PMCABLE1M | Pair of Matched Pair Cables | 2 | PMCABLE1M | Pair of Matched Pair Cables | 2 | PMCABLE1M | Pair of Matched Pair Cables | 2 | PMCABLE1M | Pair of Matched Pair Cables | 2 | PMCABLE1M | Pair of Matched Pair Cables | 2 | PMCABLE1M | Pair of Matched Pair Cables | 2 | PMCABLE1M | Pair of Matched Pair Cables | 2 | PMCABLE1M | Pair of Matched Pair Cables | 2 | PMCABLE1M | Pair of Matched Pair Cables | 2 | PMCABLE1M | Pair of Matched Pair Cables | 2 | PMCABLE1M | Pair of Matched Pair Cables | 2 | PMCABLE1M | Pair of Matched Pair Cables | 2 | PMCABLE1M | Pair of Matched Pair Cables | 2 | PMCABLE1M | Pair of Matched Pair Cables | 2 | PMCABLE1M | Pair of Matched Pair Cables | 2 | PMCABLE1M | Pair of Matched Pair Cables | 2 | PMCABLE1M | Pair of Matched Pair Cables | 2 | PMCABLE1M | Pair of Matched Pair Cables | 2 | PMCABLE1M | Pair of Matched Pair Cables | 2 | PMCABLE1M | Pair of Matched Pair Cables | 2 | PMCABLE1M | Pair of Matched Pair Cables | 2 | PMCABLE1M | Pair of Matched Pair Cables | 2 | PMCABLE1M | Pair of Matched Pair Cables | 2 | PMCABLE1M | Pair of Matched Pair Cables | 2 | PMCABLE1M | Pair of Matched Pair Cables | 2 | PMCABLE1M | Pair of Matched Pair Cables | 2 | PMCABLE1M | Pair of Matched Pair Cables | 2 | PMCABLE1M | Pair of Matched Pair Cables | 2 | PMCABLE1M | Pair of Matched Pair Cables | 2 | PMCABLE1M | Pair of Matched Pair Cables | 2 | PMCABLE1M | Pair of Matched Pair Cables | 2 | PMCABLE1M | Pair of Matched Pair Cables | 2 | PMCABLE1M | Pair of Matched Pair Cables | 2 | PMCABLE1M | Pair of Matched Pair Cables | 2 | PMCABLE1M | Pair of Matched Pair Cables | 2 | PMCABLE1M | Pair of Matched Pair Cables | 2 | PMCABLE1M | Pair of Matched Pair Cables | 2 | PMCABLE1M | Pair of Matched Pair Cables | 2 | PMCABLE1M | Pair of Matched Pair Cables | 2 | PMCABLE1M | Pair of Matched Pair Cables | 2 | PMCABLE1M | Pair of Matched Pair Cables | 2 | PMCABLE1M | Pair of Matched Pair Cables | 2 | PMCABLE1M | Pair of Matched Pair Cables | 2 | PMCABLE1M | Pair of Matched Pair Cables | 2 | PMCABLE1M | Pair of Matched Pair Cables | 2 | PMCABLE1M | Pair of Matched Pair Cables | 2 | PMCABLE1M | Pair of Matched Pair Cables | 2 | PMCABLE1M | Pair of Matched Pair Cables | 2 | PMCABLE1M | Pair of Matched Pair Cables | 2 | PMCABLE1M | Pair of Matched Pair Cables | 2 | PMCABLE1M | Pair of Matched Pair Cables | 2 | PMCABLE1M | Pair of Matched Pair Cables | 2 | PMCABLE1M | Pair of Matched Pair Cables | 2 | PMCABLE1M | Pair of Matched Pair Cables | 2 | PMCABLE1M | Pair of Matched Pair Cables | 2 | PMCABLE1M | Pair of Matched Pair Cables | 2 | PMCABLE1M | Pair of Matched Pair Cables | 2 | PMCABLE1M | Pair of Matched Pair Cables | 2 | PMCABLE1M | Pair of Matched Pair Cables | 2 | PMCABLE1M | Pair of Matched Pair Cables | 2 | PMCABLE1M | Pair of Matched Pair Cables | 2 | PMCABLE1M | Pair of Matched Pair Cables | 2 | PMCABLE1M | Pair of Matched Pair Cables | 2 | PMCABLE1M | Pair of Matched Pair Cables | 2 | PMCABLE1M | Pair of Matched Pair Cables | 2 | PMCABLE1M | Pair of Matched Pair Cables | 2 | PMCABLE1M | Pair of Matched Pair Cables | 2 | PMCABLE1M | Pair of Matched Pair Cables | 2 | PMCABLE1M | Pair of Matched Pair Cables | 2 | PMCABLE1M | Pair of Matched Pair Cables | 2 | PMCABLE1M | Pair of Matched Pair Cables | 2 | PMCABLE1M | Pair of Matched Pair Cables | 2 | PMCABLE1M | Pair of Matched Pair Cables | 2 | PMCABLE1M | Pair of Matched Pair Cables | 2 | PMCABLE1M | Pair of Matched Pair Cables | 2 | PMCABLE1M | Pair of Matched Pair Cables | 2 | PMCABLE1M | Pair of Matched Pair Cables | 2 | PMCABLE1M | Pair of Matched Pair Cables | 2 | PMCABLE1M | Pair of Matched Pair Cables | 2 | PMCABLE1M | Pair of Matched Pair Cables | 2 | PMCABLE1M | Pair of Matched Pair Cables | 2 | PMCABLE1M | Pair of Matched Pair Cables | 2 | PMCABLE1M | Pair of Matched Pair Cables | 2 | PMCABLE1M | Pair of Matched Pair Cables | 2 | PMCABLE1M | Pair of Matched Pair Cables | 2 | PMCABLE1M | Pair of Matched Pair Cables | 2 | PMCABLE1M | Pair of Matched Pair Cables | 2 | PMCABLE1M | Pair of Matched Pair Cables | 2 | PMCABLE1M | Pair of Matched Pair Cables | 2 | PMCABLE1M | Pair of Matched Pair Cables | 2 | PMCABLE1M | Pair of Matched Pair Cables | 2 | PMCABLE1M | Pair of Matched Pair Cables | 2 | PMCABLE1M | Pair of Matched Pair Cables | 2 | PMCABLE1M | Pair of Matched Pair Cables | 2 | PMCABLE1M | Pair of Matched Pair Cables | 2 | PMCABLE1M | Pair of Matched Pair Cables | 2 | PMCABLE1M | Pair of Matched Pair Cables | 2 | PMCABLE1M | Pair of Matched Pair Cables | 2 | PMCABLE1M | Pair of Matched Pair Cables | 2 | PMCABLE1M | Pair of Matched Pair Cables | 2 | PMCABLE1M | Pair of Matched Pair Cables | 2 | PMCABLE1M | Pair of Matched Pair Cables | 2 | PMCABLE1M | Pair of Matched Pair Cables | 2 | PMCABLE1M | Pair of Matched Pair Cables | 2 | PMCABLE1M | Pair of Matched Pair Cables | 2 | PMCABLE1M | Pair of Matched Pair Cables | 2 | PMCABLE1M | Pair of Matched Pair Cables | 2 | PMCABLE1M | Pair of Matched Pair Cables | 2 | PMCABLE1M | Pair of Matched Pair Cables | 2 | PMCABLE1M | Pair of Matched Pair Cables | 2 | PMCABLE1M | Pair of Matched Pair Cables | 2 | PMCABLE1M | Pair of Matched Pair Cables | 2 | PMCABLE1M | Pair of Matched Pair Cables | 2 | PMCABLE1M | Pair of Matched Pair Cables | 2 | PMCABLE1M | Pair of Matched Pair Cables | 2 | PMCABLE1M | Pair of Matched Pair Cables | 2 | PMCABLE1M | Pair of Matched Pair Cables | 2 | PMCABLE1M | Pair of Matched Pair Cables | 2 | PMCABLE1M | Pair of Matched Pair Cables | 2 | PMCABLE1M | Pair of Matched Pair Cables | 2 | PMCABLE1M | Pair of Matched Pair Cables | 2 | PMCABLE1M | Pair of Matched Pair Cables | 2 | PMCABLE1M | Pair of Matched Pair Cables | 2 | PMCABLE1M | Pair of Matched Pair Cables | 2 | PMCABLE1M | Pair of Matched Pair Cables | 2 | PMCABLE1M | Pair of Matched Pair Cables | 2 | PMCABLE1M | Pair of Matched Pair Cables | 2 | PMCABLE1M | Pair of Matched Pair Cables | 2 | PMCABLE1M | Pair of Matched Pair Cables | 2 | PMCABLE1M | Pair of Matched Pair Cables | 2 | PMCABLE1M | Pair of Matched Pair Cables | 2 | PMCABLE1M | Pair of Matched Pair Cables | 2 | PMCABLE1M | Pair of Matched Pair Cables | 2 | PMCABLE1M | Pair of Matched Pair Cables | 2 | PMCABLE1M | Pair of Matched Pair Cables | 2 | PMCABLE1M | Pair of Matched Pair Cables | 2 | PMCABLE1M | Pair of Matched Pair Cables | 2 | PMCABLE1M | Pair of Matched Pair Cables | 2 | PMCABLE1M | Pair of Matched Pair Cables | 2 | PMCABLE1M | Pair of Matched Pair Cables | 2 | PMCABLE1M | Pair of Matched Pair Cables | 2 | PMCABLE1M | Pair of Matched Pair Cables | 2 | PMCABLE1M | Pair of Matched Pair Cables | 2 | PMCABLE1M | Pair of Matched Pair Cables | 2 | PMCABLE1M | Pair of Matched Pair Cables | 2 | PMCABLE1M | Pair of Matched Pair Cables | 2 | PMCABLE1M | Pair of Matched Pair Cables | 2 | PMCABLE1M | Pair of Matched Pair Cables | 2 | PMCABLE1M | Pair of Matched Pair Cables | 2 | PMCABLE1M | Pair of Matched Pair Cables | 2 | PMCABLE1M | Pair of Matched Pair Cables | 2 | PMCABLE1M | Pair of Matched Pair Cables | 2 | PMCABLE1M | Pair of Matched Pair Cables | 2 | PMCABLE1M | Pair of Matched Pair Cables | 2 | PMCABLE1M | Pair of Matched Pair Cables | 2 | PMCABLE1M | Pair of Matched Pair Cables | 2 | PMCABLE1M | Pair of Matched Pair Cables | 2 | PMCABLE1M | Pair of Matched Pair Cables | 2 | PMCABLE1M | Pair of Matched Pair Cables | 2 | PMCABLE1M | Pair of Matched Pair Cables | 2 | PMCABLE1M | Pair of Matched Pair Cables | 2 | PMCABLE1M | Pair of Matched Pair Cables | 2 | PMCABLE1M | Pair of Matched Pair Cables | 2 | PMCABLE1M | Pair of Matched Pair Cables | 2 | PMCABLE1M | Pair of Matched Pair Cables | 2 | PMCABLE1M | Pair of Matched Pair Cables | 2 | PMCABLE1M | Pair of Matched Pair Cables | 2 | PMCABLE1M | Pair of Matched Pair Cables | 2 | PMCABLE1M | Pair of Matched Pair Cables | 2 | PMCABLE1M | Pair of Matched Pair Cables | 2 | PMCABLE1M | Pair of Matched Pair Cables | 2 | PMCABLE1M | Pair of Matched Pair Cables | 2 | PMCABLE1M | Pair of Matched Pair Cables | 2 | PMCABLE1M | Pair of Matched Pair Cables | 2 | PMCABLE1M | Pair of Matched Pair Cables | 2 | PMCABLE1M | Pair of Matched Pair Cables | 2 | PMCABLE1M | Pair of Matched Pair Cables | 2 | PMCABLE1M | Pair of Matched Pair Cables | 2 | PMCABLE1M | Pair of Matched Pair Cables | 2 | PMCABLE1M | Pair of Matched Pair Cables | 2 | PMCABLE1M | Pair of Matched Pair Cables | 2 | PMCABLE1M | Pair of Matched Pair Cables | 2 | PMCABLE1M | Pair of Matched Pair Cables | 2 | PMCABLE1M | Pair of Matched Pair Cables | 2 | PMCABLE1M | Pair of Matched Pair Cables | 2 | PMCABLE1M | Pair of Matched Pair Cables | 2 | PMCABLE1M | Pair of Matched Pair Cables | 2 | PMCABLE1M | Pair of Matched Pair Cables | 2 | PMCABLE1M | Pair of Matched Pair Cables | 2 | PMCABLE1M | Pair of Matched Pair Cables | 2 | PMCABLE1M | Pair of Matched Pair Cables | 2 | PMCABLE1M | Pair of Matched Pair Cables | 2 | PMCABLE1M | Pair of Matched Pair Cables | 2 | PMCABLE1M | Pair of Matched Pair Cables | 2 | PMCABLE1M | Pair of Matched Pair Cables | 2 | PMCABLE1M | Pair of Matched Pair Cables | 2 | PMCABLE1M | Pair of Matched Pair Cables | 2 | PMCABLE1M | Pair of Matched Pair Cables | 2 | PMCABLE1M | Pair of Matched Pair Cables | 2 | PMCABLE1M | Pair of Matched Pair Cables | 2 | PMCABLE1M | Pair of Matched Pair Cables | 2 | PMCABLE1M | Pair of Matched Pair Cables | 2 | PMCABLE1M | Pair of Matched Pair Cables | 2 | PMCABLE1M | Pair of Matched Pair Cables | 2 | PMCABLE1M | Pair of Matched Pair Cables | 2 | PMCABLE1M | Pair of Matched Pair Cables | 2 | PMCABLE1M | Pair of Matched Pair Cables | 2 | PMCABLE1M | Pair of Matched Pair Cables | 2 | PMCABLE1M | Pair of Matched Pair Cables | 2 | PMCABLE1M | Pair of Matched Pair Cables | 2 | PMCABLE1M | Pair of Matched Pair Cables | 2 | PMCABLE1M | Pair of Matched Pair Cables | 2 | PMCABLE1M | Pair of Matched Pair Cables | 2 | PMCABLE1M | Pair of Matched Pair Cables | 2 | PMCABLE1M | Pair of Matched Pair Cables | 2 | PMCABLE1M | Pair of Matched Pair Cables | 2 | PMCABLE1M | Pair of Matched Pair Cables | 2 | PMCABLE1M | Pair of Matched Pair Cables | 2 | PMCABLE1M | Pair of Matched Pair Cables | 2 | PMCABLE1M | Pair of Matched Pair Cables | 2 | PMCABLE1M | Pair of Matched Pair Cables | 2 | PMCABLE1M | Pair of Matched Pair Cables | 2 | PMCABLE1M | Pair of Matched Pair Cables | 2 | PMCABLE1M | Pair of Matched Pair Cables | 2 | PMCABLE1M | Pair of Matched Pair Cables | 2 | PMCABLE1M | Pair of Matched Pair Cables | 2 | PMCABLE1M | Pair of Matched Pair Cables | 2 | PMCABLE1M | Pair of Matched Pair Cables | 2 | PMCABLE1M | Pair of Matched Pair Cables | 2 | PMCABLE1M | Pair of Matched Pair Cables | 2 | PMCABLE1M | Pair of Matched Pair Cables | 2 | PMCABLE1M | Pair of Matched Pair Cables | 2 | PMCABLE1M | Pair of Matched Pair Cables | 2 | PMCABLE1M | Pair of Matched Pair Cables | 2 | PMCABLE1M | Pair of Matched Pair Cables | 2 | PMCABLE1M | Pair of Matched Pair Cables | 2 | PMCABLE1M | Pair of Matched Pair Cables | 2 | PMCABLE1M | Pair of Matched Pair Cables | 2 | PMCABLE1M | Pair of Matched Pair Cables | 2 | PMCABLE1M | Pair of Matched Pair Cables | 2 | PMCABLE1M | Pair of Matched Pair Cables | 2 | PMCABLE1M | Pair of Matched Pair Cables | 2 | PMCABLE1M | Pair of Matched Pair Cables | 2 | PMCABLE1M | Pair of Matched Pair Cables | 2 | PMCABLE1M | Pair of Matched Pair Cables | 2 | PMCABLE1M | Pair of Matched Pair Cables | 2 | PMCABLE1M | Pair of Matched Pair Cables | 2 | PMCABLE1M | Pair of Matched Pair Cables | 2 | PMCABLE1M | Pair of Matched Pair Cables | 2 | PMCABLE1M | Pair of Matched Pair Cables | 2 | PMCABLE1M | Pair of Matched Pair Cables | 2 | PMCABLE1M | Pair of Matched Pair Cables | 2 | PMCABLE1M | Pair of Matched Pair Cables | 2 | PMCABLE1M | Pair of Matched Pair Cables | 2 | PMCABLE1M | Pair of Matched Pair Cables | 2 | PMCABLE1M | Pair of Matched Pair Cables | 2 | PMCABLE1M | Pair of Matched Pair Cables | 2 | PMCABLE1M | Pair of Matched Pair Cables | 2 | PMCABLE1M | Pair of Matched Pair Cables | 2 | PMCABLE1M | Pair of Matched Pair Cables | 2 | PMCABLE1M | Pair of Matched Pair Cables | 2 | PMCABLE1M | Pair of Matched Pair Cables | 2 | PMCABLE1M | Pair of Matched Pair Cables | 2 | PMCABLE1M | Pair of Matched Pair Cables | 2 | PMCABLE1M | Pair of Matched Pair Cables | 2 | PMCABLE1M | Pair of Matched Pair Cables | 2 | PMCABLE1M | Pair of Matched Pair Cables | 2 | PMCABLE1M | Pair of Matched Pair Cables | 2 | PMCABLE1M | Pair of Matched Pair Cables | 2 | PMCABLE1M | Pair of Matched Pair Cables | 2 | PMCABLE1M | Pair of Matched Pair Cables | 2 | PMCABLE1M | Pair of Matched Pair Cables | 2 | PMCABLE1M | Pair of Matched Pair Cables | 2 | PMCABLE1M | Pair of Matched Pair Cables | 2 | PMCABLE1M | Pair of Matched Pair Cables | 2 | PMCABLE1M | Pair of Matched Pair Cables | 2 | PMCABLE1M | Pair of Matched Pair Cables | 2 | PMCABLE1M | Pair of Matched Pair Cables | 2 | PMCABLE1M | Pair of Matched Pair Cables | 2 | PMCABLE1M | Pair of Matched Pair Cables | 2 | PMCABLE1M | Pair of Matched Pair Cables | 2 | PMCABLE1M | Pair of Matched Pair Cables | 2 | PMCABLE1M | Pair of Matched Pair Cables | 2 | PMCABLE1M | Pair of Matched Pair Cables | 2 | PMCABLE1M | Pair of Matched Pair Cables | 2 | PMCABLE1M | Pair of Matched Pair Cables | 2 | PMCABLE1M | Pair of Matched Pair Cables | 2 | PMCABLE1M | Pair of Matched Pair Cables | 2 | PMCABLE1M | Pair of Matched Pair Cables | 2 | PMCABLE1M | Pair of Matched Pair Cables | 2 | PMCABLE1M | Pair of Matched Pair Cables | 2 | PMCABLE1M | Pair of Matched Pair Cables | 2 | PMCABLE1M | Pair of Matched Pair Cables | 2 | PMCABLE1M | Pair of Matched Pair Cables | 2 | PMCABLE1M | Pair of Matched Pair Cables | 2 | PMCABLE1M | Pair of Matched Pair Cables | 2 | PMCABLE1M | Pair of Matched Pair Cables | 2 | PMCABLE1M | Pair of Matched Pair Cables | 2 | PMCABLE1M | Pair of Matched Pair Cables | 2 | PMCABLE1M | Pair of Matched Pair Cables | 2 | PMCABLE1M | Pair of Matched Pair Cables | 2 | PMCABLE1M | Pair of Matched Pair Cables | 2 | PMCABLE1M | Pair of Matched Pair Cables | 2 | PMCABLE1M | Pair of Matched Pair Cables | 2 | PMCABLE1M | Pair of Matched Pair Cables | 2 | PMCABLE1M | Pair of Matched Pair Cables | 2 | PMCABLE1M | Pair of Matched Pair Cables | 2 | PMCABLE1M | Pair of Matched Pair Cables | 2 | PMCABLE1M | Pair of Matched Pair Cables | 2 | PMCABLE1M | Pair of Matched Pair Cables | 2 | PMCABLE1M | Pair of Matched Pair Cables | 2 | PMCABLE1M | Pair of Matched Pair Cables | 2 | PMCABLE1M | Pair of Matched Pair Cables | 2 | PMCABLE1M | Pair of Matched Pair Cables | 2 | PMCABLE1M | Pair of Matched Pair Cables | 2 | PMCABLE1M | Pair of Matched Pair Cables | 2 | PMCABLE1M | Pair of Matched Pair Cables | 2 | PMCABLE1M | Pair of Matched Pair Cables | 2 | PMCABLE1M | Pair of Matched Pair Cables | 2 | PMCABLE1M | Pair of Matched Pair Cables | 2 | PMCABLE1M | Pair of Matched Pair Cables | 2 | PMCABLE1M | Pair of Matched Pair Cables | 2 | PMCABLE1M | Pair of Matched Pair Cables | 2 | PMCABLE1M | Pair of Matched Pair Cables | 2 | PMCABLE1M | Pair of Matched Pair Cables | 2 | PMCABLE1M | Pair of Matched Pair Cables | 2 | PMCABLE1M | Pair of Matched Pair Cables | 2 | PMCABLE1M | Pair of Matched Pair Cables | 2 | PMCABLE1M | Pair of Matched Pair Cables | 2 | PMCABLE1M | Pair of Matched Pair Cables | 2 | PMCABLE1M | Pair of Matched Pair Cables | 2 | PMCABLE1M | Pair of Matched Pair Cables | 2 | PMCABLE1M | Pair of Matched Pair Cables | 2 | PMCABLE1M | Pair of Matched Pair Cables | 2 | PMCABLE1M | Pair of Matched Pair Cables | 2 | PMCABLE1M | Pair of Matched Pair Cables | 2 | PMCABLE1M | Pair of Matched Pair Cables | 2 | PMCABLE1M | Pair of Matched Pair Cables | 2 | PMCABLE1M | Pair of Matched Pair Cables | 2 | PMCABLE1M | Pair of Matched Pair Cables | 2 | PMCABLE1M | Pair of Matched Pair Cables | 2 | PMCABLE1M | Pair of Matched Pair Cables | 2 | PMCABLE1M | Pair of Matched Pair Cables | 2 | PMCABLE1M | Pair of Matched Pair Cables | 2 | PMCABLE1M | Pair of Matched Pair Cables | 2 | PMCABLE1M | Pair of Matched Pair Cables | 2 | PMCABLE1M | Pair of Matched Pair Cables | 2 | PMCABLE1M | Pair of Matched Pair Cables | 2 | PMCABLE1M | Pair of Matched Pair Cables | 2 | PMCABLE1M | Pair of Matched Pair Cables | 2 | PMCABLE1M | Pair of Matched Pair Cables | 2 | PMCABLE1M | Pair of Matched Pair Cables | 2 | PMCABLE1M | Pair of Matched Pair Cables | 2 | PMCABLE1M | Pair of Matched Pair Cables | 2 | PMCABLE1M | Pair of Matched Pair Cables | 2 | PMCABLE1M | Pair of Matched Pair Cables | 2 | PMCABLE1M | Pair of Matched Pair Cables | 2 | PMCABLE1M | Pair of Matched Pair Cables | 2 | PMCABLE1M | Pair of Matched Pair Cables | 2 | PMCABLE1M | Pair of Matched Pair Cables | 2 | PMCABLE1M | Pair of Matched Pair Cables | 2 | PMCABLE1M | Pair of Matched Pair Cables | 2 | PMCABLE1M | Pair of Matched Pair Cables | 2 | PMCABLE1M | Pair of Matched Pair Cables | 2 | PMCABLE1M | Pair of Matched Pair Cables | 2 | PMCABLE1M | Pair of Matched Pair Cables | 2 | PMCABLE1M | Pair of Matched Pair Cables | 2 | PMCABLE1M | Pair of Matched Pair Cables | 2 | PMCABLE1M | Pair of Matched Pair Cables | 2 | PMCABLE1M | Pair of Matched Pair Cables | 2 | PMCABLE1M | Pair of Matched Pair Cables | 2 | PMCABLE1M | Pair of Matched Pair Cables | 2 | PMCABLE1M | Pair of Matched Pair Cables | 2 | PMCABLE1M | Pair of Matched Pair Cables | 2 | PMCABLE1M | Pair of Matched Pair Cables | 2 | PMCABLE1M | Pair of Matched Pair Cables | 2 | PMCABLE1M | Pair of Matched Pair Cables | 2 | PMCABLE1M | Pair of Matched Pair Cables | 2 | PMCABLE1M | Pair of Matched Pair Cables | 2 | PMCABLE1M | Pair of Matched Pair Cables | 2 | PMCABLE1M | Pair of Matched Pair Cables | 2 | PMCABLE1M | Pair of Matched Pair Cables | 2 | PMCABLE1M | Pair of Matched Pair Cables | 2 | PMCABLE1M | Pair of Matched Pair Cables | 2 | PMCABLE1M | Pair of Matched Pair Cables | 2 | PMCABLE1M | Pair of Matched Pair Cables | 2 | PMCABLE1M | Pair of Matched Pair Cables | 2 | PMCABLE1M | Pair of Matched Pair Cables | 2 | PMCABLE1M | Pair of Matched Pair Cables | 2 | PMCABLE1M | Pair of Matched Pair Cables | 2 | PMCABLE1M | Pair of Matched Pair Cables | 2 | PMCABLE1M | Pair of Matched Pair Cables | 2 | PMCABLE1M | Pair of Matched Pair Cables | 2 | PMCABLE1M | Pair of Matched Pair Cables | 2 | PMCABLE1M | Pair of Matched Pair Cables | 2 | PMCABLE1M | Pair of Matched Pair Cables | 2 | PMCABLE1M | Pair of Matched Pair Cables | 2 | PMCABLE1M | Pair of Matched Pair Cables | 2 | PMCABLE1M | Pair of Matched Pair Cables | 2 | PMCABLE1M | Pair of Matched Pair Cables | 2 | PMCABLE1M | Pair of Matched Pair Cables | 2 | PMCABLE1M | Pair of Matched Pair Cables | 2 | PMCABLE1M | Pair of Matched Pair Cables | 2 | PMCABLE1M | Pair of Matched Pair Cables | 2 | PMCABLE1M | Pair of Matched Pair Cables | 2 | PMCABLE1M | Pair of Matched Pair Cables | 2 | PMCABLE1M | Pair of Matched Pair Cables | 2 | PMCABLE1M | Pair of Matched Pair Cables | 2 | PMCABLE1M | Pair of Matched Pair Cables | 2 | PMCABLE1M | Pair of Matched Pair Cables | 2 | PMCABLE1M | Pair of Matched Pair Cables | 2 | PMCABLE1M | Pair of Matched Pair Cables | 2 | PMCABLE1M | Pair of Matched Pair Cables | 2 | PMCABLE1M | Pair of Matched Pair Cables | 2 | PMCABLE1M | Pair of Matched Pair Cables | 2 | PMCABLE1M | Pair of Matched Pair Cables | 2 | PMCABLE1M | Pair of Matched Pair Cables | 2 | PMCABLE1M | Pair of Matched Pair Cables | 2 | PMCABLE1M | Pair of Matched Pair Cables | 2 | PMCABLE1M | Pair of Matched Pair Cables | 2 | PMCABLE1M | Pair of Matched Pair Cables | 2 | PMCABLE1M | Pair of Matched Pair Cables | 2 | PMCABLE1M | Pair of Matched Pair Cables | 2 | PMCABLE1M | Pair of Matched Pair Cables | 2 | PMCABLE1M | Pair of Matched Pair Cables | 2 | PMCABLE1M | Pair of Matched Pair Cables | 2 | PMCABLE1M | Pair of Matched Pair Cables | 2 | PMCABLE1M | Pair of Matched Pair Cables | 2 | PMCABLE1M | Pair of Matched Pair Cables | 2 | PMCABLE1M | Pair of Matched Pair Cables | 2 | PMCABLE1M | Pair of Matched Pair Cables | 2 | PMCABLE1M | Pair of Matched Pair Cables | 2 | PMCABLE1M | Pair of Matched Pair Cables | 2 | PMCABLE1M | Pair of Matched Pair Cables | 2 | PMCABLE1M | Pair of Matched Pair Cables | 2 | PMCABLE1M | Pair of Matched Pair Cables | 2 | PMCABLE1M | Pair of Matched Pair Cables | 2 | PMCABLE1M | Pair of Matched Pair Cables | 2 | PMCABLE1M | Pair of Matched Pair Cables | 2 | PMCABLE1M | Pair of Matched Pair Cables | 2 | PMCABLE1M | Pair of Matched Pair Cables | 2 | PMCABLE1M | Pair of Matched Pair Cables | 2 | PMCABLE1M | Pair of Matched Pair Cables | 2 | PMCABLE1M | Pair of Matched Pair Cables | 2 | PMCABLE1M | Pair of Matched Pair Cables | 2 | PMCABLE1M | Pair of Matched Pair Cables | 2 | PMCABLE1M | Pair of Matched Pair Cables | 2 | PMCABLE1M | Pair of Matched Pair Cables | 2 | PMCABLE1M | Pair of Matched Pair Cables | 2 | PMCABLE1M | Pair of Matched Pair Cables | 2 | PMCABLE1M | Pair of Matched Pair Cables | 2 | PMCABLE1M | Pair of Matched Pair Cables | 2 | PMCABLE1M | Pair of Matched Pair Cables | 2 | PMCABLE1M | Pair of Matched Pair Cables | 2 | PMCABLE1M | Pair of Matched Pair Cables | 2 | PMCABLE1M | Pair of Matched Pair Cables | 2 | PMCABLE1M | Pair of Matched Pair Cables | 2 | PMCABLE1M | Pair of Matched Pair Cables | 2 | PMCABLE1M | Pair of Matched Pair Cables | 2 | PMCABLE1M | Pair of Matched Pair Cables | 2 | PMCABLE1M | Pair of Matched Pair Cables | 2 | PMCABLE1M | Pair of Matched Pair Cables | 2 | PMCABLE1M | Pair of Matched Pair Cables | 2 | PMCABLE1M | Pair of Matched Pair Cables | 2 | PMCABLE1M | Pair of Matched Pair Cables | 2 | PMCABLE1M | Pair of Matched Pair Cables | 2 | PMCABLE1M | Pair of Matched Pair Cables | 2 | PMCABLE1M | Pair of Matched Pair Cables | 2 | PMCABLE1M | Pair of Matched Pair Cables | 2 | PMCABLE1M | Pair of Matched Pair Cables | 2 | PMCABLE1M | Pair of Matched Pair Cables | 2 | PMCABLE1M | Pair of Matched Pair Cables | 2 | PMCABLE1M | Pair of Matched Pair Cables | 2 | PMCABLE1M | Pair of Matched Pair Cables | 2 | PMCABLE1M | Pair of Matched Pair Cables | 2 | PMCABLE1M | Pair of Matched Pair Cables | 2 | PMCABLE1M | Pair of Matched Pair Cables | 2 | PMCABLE1M | Pair of Matched Pair Cables | 2 | PMCABLE1M | Pair of Matched Pair Cables | 2 | PMCABLE1M | Pair of Matched Pair Cables | 2 | PMCABLE1M | Pair of Matched Pair Cables | 2 | PMCABLE1M | Pair of Matched Pair Cables | 2 | PMCABLE1M | Pair of Matched Pair Cables | 2 | PMCABLE1M | Pair of Matched Pair Cables | 2 | PMCABLE1M | Pair of Matched Pair Cables | 2 | PMCABLE1M | Pair of Matched Pair Cables | 2 | PMCABLE1M | Pair of Matched Pair Cables | 2 | PMCABLE1M | Pair of Matched Pair Cables | 2 | PMCABLE1M | Pair of Matched Pair Cables | 2 | PMCABLE1M | Pair of Matched Pair Cables | 2 | PMCABLE1M | Pair of Matched Pair Cables | 2 | PMCABLE1M | Pair of Matched Pair Cables | 2 | PMCABLE1M | Pair of Matched Pair Cables | 2 | PMCABLE1M | Pair of Matched Pair Cables | 2 | PMCABLE1M | Pair of Matched Pair Cables | 2 | PMCABLE1M | Pair of Matched Pair Cables | 2 | PMCABLE1M | Pair of Matched Pair Cables | 2 | PMCABLE1M | Pair of Matched Pair Cables | 2 | PMCABLE1M | Pair of Matched Pair Cables | 2 | PMCABLE1M | Pair of Matched Pair Cables | 2 | PMCABLE1M | Pair of Matched Pair Cables | 2 | PMCABLE1M | Pair of Matched Pair Cables | 2 | PMCABLE1M | Pair of Matched Pair Cables | 2 | PMCABLE1M | Pair of Matched Pair Cables | 2 | PMCABLE1M | Pair of Matched Pair Cables | 2 | PMCABLE1M | Pair of Matched Pair Cables | 2 | PMCABLE1M | Pair of Matched Pair Cables | 2 | PMCABLE1M | Pair of Matched Pair Cables | 2 | PMCABLE1M | Pair of Matched Pair Cables | 2 | PMCABLE1M | Pair of Matched Pair Cables | 2 | PMCABLE1M | Pair of Matched Pair Cables | 2 | PMCABLE1M | Pair of Matched Pair Cables | 2 | PMCABLE1M | Pair of Matched Pair Cables | 2 | PMCABLE1M | Pair of Matched Pair Cables | 2 | PMCABLE1M | Pair of Matched Pair Cables | 2 | PMCABLE1M | Pair of Matched Pair Cables | 2 | PMCABLE1M | Pair of Matched Pair Cables | 2 | PMCABLE1M | Pair of Matched Pair Cables | 2 | PMCABLE1M | Pair of Matched Pair Cables | 2 | PMCABLE1M | Pair of Matched Pair Cables | 2 | PMCABLE1M | Pair of Matched Pair Cables | 2 | PMCABLE1M | Pair of Matched Pair Cables | 2 | PMCABLE1M | Pair of Matched Pair Cables | 2 | PMCABLE1M | Pair of Matched Pair Cables | 2 | PMCABLE1M | Pair of Matched Pair Cables | 2 | PMCABLE1M | Pair of Matched Pair Cables | 2 | PMCABLE1M | Pair of Matched Pair Cables | 2 | PMCABLE1M | Pair of Matched Pair Cables | 2 | PMCABLE1M | Pair of Matched Pair Cables | 2 | PMCABLE1M | Pair of Matched Pair Cables | 2 | PMCABLE1M | Pair of Matched Pair Cables | 2 | PMCABLE1M | Pair of Matched Pair Cables | 2 | PMCABLE1M | Pair of Matched Pair Cables | 2 | PMCABLE1M | Pair of Matched Pair Cables | 2 | PMCABLE1M | Pair of Matched Pair Cables | 2 | PMCABLE1M | Pair of Matched Pair Cables | 2 | PMCABLE1M | Pair of Matched Pair Cables | 2 | PMCABLE1M | Pair of Matched Pair Cables | 2 | PMCABLE1M | Pair of Matched Pair Cables | 2 | PMCABLE1M | Pair of Matched Pair Cables | 2 | PMCABLE1M | Pair of Matched Pair Cables | 2 | PMCABLE1M | Pair of Matched Pair Cables | 2 | PMCABLE1M | Pair of Matched Pair Cables | 2 | PMCABLE1M | Pair of Matched Pair Cables | 2 | PMCABLE1M | Pair of Matched Pair Cables | 2 | PMCABLE1M | Pair of Matched Pair Cables | 2 | PMCABLE1M | Pair of Matched Pair Cables | 2 | PMCABLE1M | Pair of Matched Pair Cables | 2 | PMCABLE1M | Pair of Matched Pair Cables | 2 | PMCABLE1M | Pair of Matched Pair Cables | 2 | PMCABLE1M | Pair of Matched Pair Cables | 2 | PMCABLE1M | Pair of Matched Pair Cables | 2 | PMCABLE1M | Pair of Matched Pair Cables | 2 | PMCABLE1M | Pair of Matched Pair Cables | 2 | PMCABLE1M | Pair of Matched Pair Cables | 2 | PMCABLE1M | Pair of Matched Pair Cables | 2 | PMCABLE1M | Pair of Matched Pair Cables | 2 | PMCABLE1M | Pair of Matched Pair Cables | 2 | PMCABLE1M | Pair of Matched Pair Cables | 2 | PMCABLE1M | Pair of Matched Pair Cables | 2 | PMCABLE1M | Pair of Matched Pair Cables | 2 | PMCABLE1M | Pair of Matched Pair Cables | 2 | PMCABLE1M | Pair of Matched Pair Cables | 2 | PMCABLE1M | Pair of Matched Pair Cables | 2 | PMCABLE1M | Pair of Matched Pair Cables | 2 | PMCABLE1M | Pair of Matched Pair Cables | 2 | PMCABLE1M | Pair of Matched Pair Cables | 2 | PMCABLE1M | Pair of Matched Pair Cables | 2 | PMCABLE1M | Pair of Matched Pair Cables | 2 | PMCABLE1M | Pair of Matched Pair Cables | 2 | PMCABLE1M | Pair of Matched Pair Cables | 2 | PMCABLE1M | Pair of Matched Pair Cables | 2 | PMCABLE1M | Pair of Matched Pair Cables | 2 | PMCABLE1M | Pair of Matched Pair Cables | 2 | PMCABLE1M | Pair of Matched Pair Cables | 2 | PMCABLE1M | Pair of Matched Pair Cables | 2 | PMCABLE1M | Pair of Matched Pair Cables | 2 | PMCABLE1M | Pair of Matched Pair Cables | 2 | PMCABLE1M | Pair of Matched Pair Cables | 2 | PMCABLE1M | Pair of Matched Pair Cables | 2 | PMCABLE1M | Pair of Matched Pair Cables | 2 | PMCABLE1M | Pair of Matched Pair Cables | 2 | PMCABLE1M | Pair of Matched Pair Cables | 2 | PMCABLE1M | Pair of Matched Pair Cables | 2 | PMCABLE1M | Pair of Matched Pair Cables | 2 | PMCABLE1M | Pair of Matched Pair Cables | 2 | PMCABLE1M | Pair of Matched Pair Cables | 2 | PMCABLE1M | Pair of Matched Pair Cables | 2 | PMCABLE1M | Pair of Matched Pair Cables | 2 | PMCABLE1M | Pair of Matched Pair Cables | 2 | PMCABLE1M | Pair of Matched Pair Cables | 2 | PMCABLE1M | Pair of Matched Pair Cables | 2 | PMCABLE1M | Pair of Matched Pair Cables | 2 | PMCABLE1M | Pair of Matched Pair Cables | 2 | PMCABLE1M | Pair of Matched Pair Cables | 2 | PMCABLE1M | Pair of Matched Pair Cables | 2 | PMCABLE1M | Pair of Matched Pair Cables | 2 | PMCABLE1M | Pair of Matched Pair Cables | 2 | PMCABLE1M | Pair of Matched Pair Cables | 2 | PMCABLE1M | Pair of Matched Pair Cables | 2 | PMCABLE1M | Pair of Matched Pair Cables | 2 | PMCABLE1M | Pair of Matched Pair Cables | 2 | PMCABLE1M | Pair of Matched Pair Cables | 2 | PMCABLE1M | Pair of Matched Pair Cables | 2 | PMCABLE1M | Pair of Matched Pair Cables | 2 | PMCABLE1M | Pair of Matched Pair Cables | 2 | PMCABLE1M | Pair of Matched Pair Cables | 2 | PMCABLE1M | Pair of Matched Pair Cables | 2 | PMCABLE1M | Pair of Matched Pair Cables | 2 | PMCABLE1M | Pair of Matched Pair Cables | 2 | PMCABLE1M | Pair of Matched Pair Cables | 2 | PMCABLE1M | Pair of Matched Pair Cables | 2 | PMCABLE1M | Pair of Matched Pair Cables | 2 | PMCABLE1M | Pair of Matched Pair Cables | 2 | PMCABLE1M | Pair of Matched Pair Cables | 2 | PMCABLE1M | Pair of Matched Pair Cables | 2 | PMCABLE1M | Pair of Matched Pair Cables | 2 | PMCABLE1M | Pair of Matched Pair Cables | 2 | PMCABLE1M | Pair of Matched Pair Cables | 2 | PMCABLE1M | Pair of Matched Pair Cables | 2 | PMCABLE1M | Pair of Matched Pair Cables | 2 | PMCABLE1M | Pair of Matched Pair Cables | 2 | PMCABLE1M | Pair of Matched Pair Cables | 2 | PMCABLE1M | Pair of Matched Pair Cables | 2 | PMCABLE1M | Pair of Matched Pair Cables | 2 | PMCABLE1M | Pair of Matched Pair Cables | 2 | PMCABLE1M | Pair of Matched Pair Cables | 2 | PMCABLE1M | Pair of Matched Pair Cables | 2 | PMCABLE1M | Pair of Matched Pair Cables | 2 | PMCABLE1M | Pair of Matched Pair Cables | 2 | PMCABLE1M | Pair of Matched Pair Cables | 2 | PMCABLE1M | Pair of Matched Pair Cables | 2 | PMCABLE1M | Pair of Matched Pair Cables | 2 | PMCABLE1M | Pair of Matched Pair Cables | 2 | PMCABLE1M | Pair of Matched Pair Cables | 2 | PMCABLE1M | Pair of Matched Pair Cables | 2 | PMCABLE1M | Pair of Matched Pair Cables | 2 | PMCABLE1M | Pair of Matched Pair Cables | 2 | PMCABLE1M | Pair of Matched Pair Cables | 2 | PMCABLE1M | Pair of Matched Pair Cables | 2 | PMCABLE1M | Pair of Matched Pair Cables | 2 | PMCABLE1M | Pair of Matched Pair Cables | 2 | PMCABLE1M | Pair of Matched Pair Cables | 2 | PMCABLE1M | Pair of Matched Pair Cables | 2 | PMCABLE1M | Pair of Matched Pair Cables | 2 | PMCABLE1M | Pair of Matched Pair Cables | 2 | PMCABLE1M | Pair of Matched Pair Cables | 2 | PMCABLE1M | Pair of Matched Pair Cables | 2 | PMCABLE1M | Pair of Matched Pair Cables | 2 | PMCABLE1M | Pair of Matched Pair Cables | 2 | PMCABLE1M | Pair of Matched Pair Cables | 2 | PMCABLE1M | Pair of Matched Pair Cables | 2 | PMCABLE1M | Pair of Matched Pair Cables | 2 | PMCABLE1M | Pair of Matched Pair Cables | 2 | PMCABLE1M | Pair of Matched Pair Cables | 2 | PMCABLE1M | Pair of Matched Pair Cables | 2 | PMCABLE1M | Pair of Matched Pair Cables | 2 | PMCABLE1M | Pair of Matched Pair Cables | 2 | PMCABLE1M | Pair of Matched Pair Cables | 2 | PMCABLE1M | Pair of Matched Pair Cables | 2 | PMCABLE1M | Pair of Matched Pair Cables | 2 | PMCABLE1M | Pair of Matched Pair Cables | 2 | PMCABLE1M | Pair of Matched Pair Cables | 2 | PMCABLE1M | Pair of Matched Pair Cables | 2 | PMCABLE1M | Pair of Matched Pair Cables | 2 | PMCABLE1M | Pair of Matched Pair Cables | 2 | PMCABLE1M | Pair of Matched Pair Cables | 2 | PMCABLE1M | Pair of Matched Pair Cables | 2 | PMCABLE1M | Pair of Matched Pair Cables | 2 | PMCABLE1M | Pair of Matched Pair Cables | 2 | PMCABLE1M | Pair of Matched Pair Cables | 2 | PMCABLE1M | Pair of Matched Pair Cables | 2 | PMCABLE1M | Pair of Matched Pair Cables | 2 | PMCABLE1M | Pair of Matched Pair Cables | 2 | PMCABLE1M | Pair of Matched Pair Cables | 2 | PMCABLE1M | Pair of Matched Pair Cables | 2 | PMCABLE1M | Pair of Matched Pair Cables | 2 | PMCABLE1M | Pair of Matched Pair Cables | 2 | PMCABLE1M | Pair of Matched Pair Cables | 2 | PMCABLE1M | Pair of Matched Pair Cables | 2 | PMCABLE1M | Pair of Matched Pair Cables | 2 | PMCABLE1M | Pair of Matched Pair Cables | 2 | PMCABLE1M | Pair of Matched Pair Cables | 2 | PMCABLE1M | Pair of Matched Pair Cables | 2 | PMCABLE1M | Pair of Matched Pair Cables | 2 | PMCABLE1M | Pair of Matched Pair Cables | 2 | PMCABLE1M | Pair of Matched Pair Cables | 2 | PMCABLE1M | Pair of Matched Pair Cables | 2 | PMCABLE1M | Pair of Matched Pair Cables | 2 | PMCABLE1M | Pair of Matched Pair Cables | 2 | PMCABLE1M | Pair of Matched Pair Cables | 2 | PMCABLE1M | Pair of Matched Pair Cables | 2 | PMCABLE1M | Pair of Matched Pair Cables | 2 | PMCABLE1M | Pair of Matched Pair Cables | 2 | PMCABLE1M | Pair of Matched Pair Cables | 2 | PMCABLE1M | Pair of Matched Pair Cables | 2 | PMCABLE1M | Pair of Matched Pair Cables | 2 | PMCABLE1M | Pair of Matched Pair Cables | 2 | PMCABLE1M | Pair of Matched Pair Cables | 2 | PMCABLE1M | Pair of Matched Pair Cables | 2 | PMCABLE1M | Pair of Matched Pair Cables | 2 | PMCABLE1M | Pair of Matched Pair Cables | 2 | PMCABLE1M | Pair of Matched Pair Cables | 2 | PMCABLE1M | Pair of Matched Pair Cables | 2 | PMCABLE1M | Pair of Matched Pair Cables | 2 | PMCABLE1M | Pair of Matched Pair Cables | 2 | PMCABLE1M | Pair of Matched Pair Cables | 2 | PMCABLE1M | Pair of Matched Pair Cables | 2 | PMCABLE1M | Pair of Matched Pair Cables | 2 | PMCABLE1M | Pair of Matched Pair Cables | 2 | PMCABLE1M | Pair of Matched Pair Cables | 2 | PMCABLE1M | Pair of Matched Pair Cables | 2 | PMCABLE1M | Pair of Matched Pair Cables | 2 | PMCABLE1M | Pair of Matched Pair Cables | 2 | PMCABLE1M | Pair of Matched Pair Cables | 2 | PMCABLE1M | Pair of Matched Pair Cables | 2 | PMCABLE1M | Pair of Matched Pair Cables | 2 | PMCABLE1M | Pair of Matched Pair Cables | 2 | PMCABLE1M | Pair of Matched Pair Cables | 2 | PMCABLE1M | Pair of Matched Pair Cables | 2 | PMCABLE1M | Pair of Matched Pair Cables | 2 | PMCABLE1M | Pair of Matched Pair Cables | 2 | PMCABLE1M | Pair of Matched Pair Cables | 2 | PMCABLE1M | Pair of Matched Pair Cables | 2 | PMCABLE1M | Pair of Matched Pair Cables | 2 | PMCABLE1M | Pair of Matched Pair Cables | 2 | PMCABLE1M | Pair of Matched Pair Cables | 2 | PMCABLE1M | Pair of Matched Pair Cables | 2 | PMCABLE1M | Pair of Matched Pair Cables | 2 | PMCABLE1M | Pair of Matched Pair Cables | 2 | PMCABLE1M | Pair of Matched Pair Cables | 2 | PMCABLE1M | Pair of Matched Pair Cables | 2 | PMCABLE1M | Pair of Matched Pair Cables | 2 | PMCABLE1M | Pair of Matched Pair Cables | 2 | PMCABLE1M | Pair of Matched Pair Cables | 2 | PMCABLE1M | Pair of Matched Pair Cables | 2 | PMCABLE1M | Pair of Matched Pair Cables | 2 | PMCABLE1M | Pair of Matched Pair Cables | 2 | PMCABLE1M | Pair of Matched Pair Cables | 2 | PMCABLE1M | Pair of Matched Pair Cables | 2 | PMCABLE1M | Pair of Matched Pair Cables | 2 | PMCABLE1M | Pair of Matched Pair Cables | 2 | PMCABLE1M | Pair of Matched Pair Cables | 2 | PMCABLE1M | Pair of Matched Pair Cables | 2 | PMCABLE1M | Pair of Matched Pair Cables | 2 | PMCABLE1M | Pair of Matched Pair Cables | 2 | PMCABLE1M | Pair of Matched Pair Cables | 2 | PMCABLE1M | Pair of Matched Pair Cables | 2 | PMCABLE1M | Pair of Matched Pair Cables | 2 | PMCABLE1M | Pair of Matched Pair Cables | 2 | PMCABLE1M | Pair of Matched Pair Cables | 2 | PMCABLE1M | Pair of Matched Pair Cables | 2 | PMCABLE1M | Pair of Matched Pair Cables | 2 | PMCABLE1M | Pair of Matched Pair Cables | 2 | PMCABLE1M | Pair of Matched Pair Cables | 2 | PMCABLE1M | Pair of Matched Pair Cables | 2 | PMCABLE1M | Pair of Matched Pair Cables | 2 | PMCABLE1M | Pair of Matched Pair Cables | 2 | PMCABLE1M | Pair of Matched Pair Cables | 2 | PMCABLE1M | Pair of Matched Pair Cables | 2 | PMCABLE1M | Pair of Matched Pair Cables | 2 | PMCABLE1M | Pair of Matched Pair Cables | 2 | PMCABLE1M | Pair of Matched Pair Cables | 2 | PMCABLE1M | Pair of Matched Pair Cables | 2 | PMCABLE1M | Pair of Matched Pair Cables | 2 | PMCABLE1M | Pair of Matched Pair Cables | 2 | PMCABLE1M | Pair of Matched Pair Cables | 2 | PMCABLE1M | Pair of Matched Pair Cables | 2 | PMCABLE1M | Pair of Matched Pair Cables | 2 | PMCABLE1M | Pair of Matched Pair Cables | 2 | PMCABLE1M | Pair of Matched Pair Cables | 2 | PMCABLE1M | Pair of Matched Pair Cables | 2 | PMCABLE1M | Pair of Matched Pair Cables | 2 | PMCABLE1M | Pair of Matched Pair Cables | 2 | PMCABLE1M | Pair of Matched Pair Cables | 2 | PMCABLE1M | Pair of Matched Pair Cables | 2 | PMCABLE1M | Pair of Matched Pair Cables | 2 | PMCABLE1M | Pair of Matched Pair Cables | 2 | PMCABLE1M | Pair of Matched Pair Cables | 2 | PMCABLE1M | Pair of Matched Pair Cables | 2 | PMCABLE1M | Pair of Matched Pair Cables | 2 | PMCABLE1M | Pair of Matched Pair Cables | 2 | PMCABLE1M | Pair of Matched Pair Cables | 2 | PMCABLE1M | Pair of Matched Pair Cables | 2 | PMCABLE1M | Pair of Matched Pair Cables | 2 | PMCABLE1M | Pair of Matched Pair Cables | 2 | PMCABLE1M | Pair of Matched Pair Cables | 2 | PMCABLE1M | Pair of Matched Pair Cables | 2 | PMCABLE1M | Pair of Matched Pair Cables | 2 | PMCABLE1M | Pair of Matched Pair Cables | 2 | PMCABLE1M | Pair of Matched Pair Cables | 2 | PMCABLE1M | Pair of Matched Pair Cables | 2 | PMCABLE1M | Pair of Matched Pair Cables | 2 | PMCABLE1M | Pair of Matched Pair Cables | 2 | PMCABLE1M | Pair of Matched Pair Cables | 2 | PMCABLE1M | Pair of Matched Pair Cables | 2 | PMCABLE1M | Pair of Matched Pair Cables | 2 | PMCABLE1M | Pair of Matched Pair Cables | 2 | PMCABLE1M | Pair of Matched Pair Cables | 2 | PMCABLE1M | Pair of Matched Pair Cables | 2 | PMCABLE1M | Pair of Matched Pair Cables | 2 | PMCABLE1M | Pair of Matched Pair Cables | 2 | PMCABLE1M | Pair of Matched Pair Cables | 2 | PMCABLE1M | Pair of Matched Pair Cables | 2 | PMCABLE1M | Pair of Matched Pair Cables | 2 | PMCABLE1M | Pair of Matched Pair Cables | 2 | PMCABLE1M | Pair of Matched Pair Cables | 2 | PMCABLE1M | Pair of Matched Pair Cables | 2 | PMCABLE1M | Pair of Matched Pair Cables | 2 | PMCABLE1M | Pair of Matched Pair Cables | 2 | PMCABLE1M | Pair of Matched Pair Cables | 2 | PMCABLE1M | Pair of Matched Pair Cables | 2 | PMCABLE1M | Pair of Matched Pair Cables | 2 | PMCABLE1M | Pair of Matched Pair Cables | 2 | PMCABLE1M | Pair of Matched Pair Cables | 2 | PMCABLE1M | Pair of Matched Pair Cables | 2 | PMCABLE1M | Pair of Matched Pair Cables | 2 | PMCABLE1M | Pair of Matched Pair Cables | 2 | PMCABLE1M | Pair of Matched Pair Cables | 2 | PMCABLE1M | Pair of Matched Pair Cables | 2 | PMCABLE1M | Pair of Matched Pair Cables | 2 | PMCABLE1M | Pair of Matched Pair Cables | 2 | PMCABLE1M | Pair of Matched Pair Cables | 2 | PMCABLE1M | Pair of Matched Pair Cables | 2 | PMCABLE1M | Pair of Matched Pair Cables | 2 | PMCABLE1M | Pair of Matched Pair Cables | 2 | PMCABLE1M | Pair of Matched Pair Cables | 2 | PMCABLE1M | Pair of Matched Pair Cables | 2 | PMCABLE1M | Pair of Matched Pair Cables | 2 | PMCABLE1M | Pair of Matched Pair Cables | 2 | PMCABLE1M | Pair of Matched Pair Cables | 2 | PMCABLE1M | Pair of Matched Pair Cables | 2 | PMCABLE1M | Pair of Matched Pair Cables | 2 | PMCABLE1M | Pair of Matched Pair Cables | 2 | PMCABLE1M | Pair of Matched Pair Cables | 2 | PMCABLE1M | Pair of Matched Pair Cables | 2 | PMCABLE1M | Pair of Matched Pair Cables | 2 | PMCABLE1M | Pair of Matched Pair Cables | 2 | PMCABLE1M | Pair of Matched Pair Cables | 2 | PMCABLE1M | Pair of Matched Pair Cables | 2 | PMCABLE1M | Pair of Matched Pair Cables | 2 | PMCABLE1M | Pair of Matched Pair Cables | 2 | PMCABLE1M | Pair of Matched Pair Cables | 2 | PMCABLE1M | Pair of Matched Pair Cables | 2 | PMCABLE1M | Pair of Matched Pair Cables | 2 | PMCABLE1M | Pair of Matched Pair Cables | 2 | PMCABLE1M | Pair of Matched Pair Cables | 2 | PMCABLE1M | Pair of Matched Pair Cables | 2 | PMCABLE1M | Pair of Matched Pair Cables | 2 | PMCABLE1M | Pair of Matched Pair Cables | 2 | PMCABLE1M | Pair of Matched Pair Cables | 2 | PMCABLE1M | Pair of Matched Pair Cables | 2 | PMCABLE1M | Pair of Matched Pair Cables | 2 | PMCABLE1M | Pair of Matched Pair Cables | 2 | PMCABLE1M | Pair of Matched Pair Cables | 2 | PMCABLE1M | Pair of Matched Pair Cables | 2 | PMCABLE1M | Pair of Matched Pair Cables | 2 | PMCABLE1M | Pair of Matched Pair Cables | 2 | PMCABLE1M | Pair of Matched Pair Cables | 2 | PMCABLE1M | Pair of Matched Pair Cables | 2 | PMCABLE1M | Pair of Matched Pair Cables | 2 | PMCABLE1M | Pair of Matched Pair Cables | 2 | PMCABLE1M | Pair of Matched Pair Cables | 2 | PMCABLE1M | Pair of Matched Pair Cables | 2 | PMCABLE1M | Pair of Matched Pair Cables | 2 | PMCABLE1M | Pair of Matched Pair Cables | 2 | PMCABLE1M | Pair of Matched Pair Cables | 2 | PMCABLE1M | Pair of Matched Pair Cables | 2 | PMCABLE1M | Pair of Matched Pair Cables | 2 | PMCABLE1M | Pair of Matched Pair Cables | 2 | PMCABLE1M | Pair of Matched Pair Cables | 2 | PMCABLE1M | Pair of Matched Pair Cables | 2 | PMCABLE1M | Pair of Matched Pair Cables | 2 | PMCABLE1M | Pair of Matched Pair Cables | 2 | PMCABLE1M | Pair of Matched Pair Cables | 2 | PMCABLE1M | Pair of Matched Pair Cables | 2 | PMCABLE1M | Pair of Matched Pair Cables | 2 | PMCABLE1M | Pair of Matched Pair Cables | 2 | PMCABLE1M | Pair of Matched Pair Cables | 2 | PMCABLE1M | Pair of Matched Pair Cables | 2 | PMCABLE1M | Pair of Matched Pair Cables | 2 | PMCABLE1M | Pair of Matched Pair Cables | 2 | PMCABLE1M | Pair of Matched Pair Cables | 2 | PMCABLE1M | Pair of Matched Pair Cables | 2 | PMCABLE1M | Pair of Matched Pair Cables | 2 | PMCABLE1M | Pair of Matched Pair Cables | 2 | PMCABLE1M | Pair of Matched Pair Cables | 2 | PMCABLE1M | Pair of Matched Pair Cables | 2 | PMCABLE1M | Pair of Matched Pair Cables | 2 | PMCABLE1M | Pair of Matched Pair Cables | 2 | PMCABLE1M | Pair of Matched Pair Cables | 2 | PMCABLE1M | Pair of Matched Pair Cables | 2 | PMCABLE1M | Pair of Matched Pair Cables | 2 | PMCABLE1M | Pair of Matched Pair Cables | 2 | PMCABLE1M | Pair of Matched Pair Cables | 2 | PMCABLE1M | Pair of Matched Pair Cables | 2 | PMCABLE1M | Pair of Matched Pair Cables | 2 | PMCABLE1M | Pair of Matched Pair Cables | 2 | PMCABLE1M | Pair of Matched Pair Cables | 2 | PMCABLE1M | Pair of Matched Pair Cables | 2 | PMCABLE1M | Pair of Matched Pair Cables | 2 | PMCABLE1M | Pair of Matched Pair Cables | 2 | PMCABLE1M | Pair of Matched Pair Cables | 2 | PMCABLE1M | Pair of Matched Pair Cables | 2 | PMCABLE1M | Pair of Matched Pair Cables | 2 | PMCABLE1M | Pair of Matched Pair Cables | 2 | PMCABLE1M | Pair of Matched Pair Cables | 2 | PMCABLE1M | Pair of Matched Pair Cables | 2 | PMCABLE1M | Pair of Matched Pair Cables | 2 | PMCABLE1M | Pair of Matched Pair Cables | 2 | PMCABLE1M | Pair of Matched Pair Cables | 2 | PMCABLE1M | Pair of Matched Pair Cables | 2 | PMCABLE1M | Pair of Matched Pair Cables | 2 | PMCABLE1M | Pair of Matched Pair Cables | 2 | PMCABLE1M | Pair of Matched Pair Cables | 2 | PMCABLE1M | Pair of Matched Pair Cables | 2 | PMCABLE1M | Pair of Matched Pair Cables | 2 | PMCABLE1M | Pair of Matched Pair Cables | 2 | PMCABLE1M | Pair of Matched Pair Cables | 2 | PMCABLE1M | Pair of Matched Pair Cables | 2 | PMCABLE1M | Pair of Matched Pair Cables | 2 | PMCABLE1M | Pair of Matched Pair Cables | 2 | PMCABLE1M | Pair of Matched Pair Cables | 2 | PMCABLE1M | Pair of Matched Pair Cables | 2 | PMCABLE1M | Pair of Matched Pair Cables | 2 | PMCABLE1M | Pair of Matched Pair Cables | 2 | PMCABLE1M | Pair of Matched Pair Cables | 2 | PMCABLE1M | Pair of Matched Pair Cables | 2 | PMCABLE1M | Pair of Matched Pair Cables | 2 | PMCABLE1M | Pair of Matched Pair Cables | 2 | PMCABLE1M | Pair of Matched Pair Cables | 2 | PMCABLE1M | Pair of Matched Pair Cables | 2 | PMCABLE1M | Pair of Matched Pair Cables | 2 | PMCABLE1M | Pair of Matched Pair Cables | 2 | PMCABLE1M | Pair of Matched Pair Cables | 2 | PMCABLE1M | Pair of Matched Pair Cables | 2 | PMCABLE1M | Pair of Matched Pair Cables | 2 | PMCABLE1M | Pair of Matched Pair Cables | 2 | PMCABLE1M | Pair of Matched Pair Cables | 2 | PMCABLE1M | Pair of Matched Pair Cables | 2 | PMCABLE1M | Pair of Matched Pair Cables | 2 | PMCABLE1M | Pair of Matched Pair Cables | 2 | PMCABLE1M | Pair of Matched Pair Cables | 2 | PMCABLE1M | Pair of Matched Pair Cables | 2 | PMCABLE1M | Pair of Matched Pair Cables | 2 | PMCABLE1M | Pair of Matched Pair Cables | 2 | PMCABLE1M | Pair of Matched Pair Cables | 2 | PMCABLE1M | Pair of Matched Pair Cables | 2 | PMCABLE1M | Pair of Matched Pair Cables | 2 | PMCABLE1M | Pair of Matched Pair Cables | 2 | PMCABLE1M | Pair of Matched Pair Cables | 2 | PMCABLE1M | Pair of Matched Pair Cables | 2 | PMCABLE1M | Pair of Matched Pair Cables | 2 | PMCABLE1M | Pair of Matched Pair Cables | 2 | PMCABLE1M | Pair of Matched Pair Cables | 2 | PMCABLE1M | Pair of Matched Pair Cables | 2 | PMCABLE1M | Pair of Matched Pair Cables | 2 | PMCABLE1M | Pair of Matched Pair Cables | 2 | PMCABLE1M | Pair of Matched Pair Cables | 2 | PMCABLE1M | Pair of Matched Pair Cables | 2 | PMCABLE1M | Pair of Matched Pair Cables | 2 | PMCABLE1M | Pair of Matched Pair Cables | 2 | PMCABLE1M | Pair of Matched Pair Cables | 2 | PMCABLE1M | Pair of Matched Pair Cables | 2 | PMCABLE1M | Pair of Matched Pair Cables | 2 | PMCABLE1M | Pair of Matched Pair Cables | 2 | PMCABLE1M | Pair of Matched Pair Cables | 2 | PMCABLE1M | Pair of Matched Pair Cables | 2 | PMCABLE1M | Pair of Matched Pair Cables | 2 | PMCABLE1M | Pair of Matched Pair Cables | 2 | PMCABLE1M | Pair of Matched Pair Cables | 2 | PMCABLE1M | Pair of Matched Pair Cables | 2 | PMCABLE1M | Pair of Matched Pair Cables | 2 | PMCABLE1M | Pair of Matched Pair Cables | 2 | PMCABLE1M | Pair of Matched Pair Cables | 2 | PMCABLE1M | Pair of Matched Pair Cables | 2 | PMCABLE1M | Pair of Matched Pair Cables | 2 | PMCABLE1M | Pair of Matched Pair Cables | 2 | PMCABLE1M | Pair of Matched Pair Cables | 2 | PMCABLE1M | Pair of Matched Pair Cables | 2 | PMCABLE1M | Pair of Matched Pair Cables | 2 | PMCABLE1M | Pair of Matched Pair Cables | 2 | PMCABLE1M | Pair of Matched Pair Cables | 2 | PMCABLE1M | Pair of Matched Pair Cables | 2 | PMCABLE1M | Pair of Matched Pair Cables | 2 | PMCABLE1M | Pair of Matched Pair Cables | 2 | PMCABLE1M | Pair of Matched Pair Cables | 2 | PMCABLE1M | Pair of Matched Pair Cables | 2 | PMCABLE1M | Pair of Matched Pair Cables | 2 | PMCABLE1M | Pair of Matched Pair Cables | 2 | PMCABLE1M | Pair of Matched Pair Cables | 2 | PMCABLE1M | Pair of Matched Pair Cables | 2 | PMCABLE1M | Pair of Matched Pair Cables | 2 | PMCABLE1M | Pair of Matched Pair Cables | 2 | PMCABLE1M | Pair of Matched Pair Cables | 2 | PMCABLE1M | Pair of Matched Pair Cables | 2 | PMCABLE1M | Pair of Matched Pair Cables | 2 | PMCABLE1M | Pair of Matched Pair Cables | 2 | PMCABLE1M | Pair of Matched Pair Cables | 2 | PMCABLE1M | Pair of Matched Pair Cables | 2 | PMCABLE1M | Pair of Matched Pair Cables | 2 | PMCABLE1M | Pair of Matched Pair Cables | 2 | PMCABLE1M | Pair of Matched Pair Cables | 2 | PMCABLE1M | Pair of Matched Pair Cables | 2 | PMCABLE1M | Pair of Matched Pair Cables | 2 | PMCABLE1M | Pair of Matched Pair Cables | 2 | PMCABLE1M | Pair of Matched Pair Cables | 2 | PMCABLE1M | Pair of Matched Pair Cables | 2 | PMCABLE1M | Pair of Matched Pair Cables | 2 | PMCABLE1M | Pair of Matched Pair Cables | 2 | PMCABLE1M | Pair of Matched Pair Cables | 2 | PMCABLE1M | Pair of Matched Pair Cables | 2 | PMCABLE1M | Pair of Matched Pair Cables | 2 | PMCABLE1M | Pair of Matched Pair Cables | 2 | PMCABLE1M | Pair of Matched Pair Cables | 2 | PMCABLE1M | Pair of Matched Pair Cables | 2 | PMCABLE1M | Pair of Matched Pair Cables | 2 | PMCABLE1M | Pair of Matched Pair Cables | 2 | PMCABLE1M | Pair of Matched Pair Cables | 2 | PMCABLE1M | Pair of Matched Pair Cables | 2 | PMCABLE1M | Pair of Matched Pair Cables | 2 | PMCABLE1M | Pair of Matched Pair Cables | 2 | PMCABLE1M | Pair of Matched Pair Cables | 2 | PMCABLE1M | Pair of Matched Pair Cables | 2 | PMCABLE1M | Pair of Matched Pair Cables | 2 | PMCABLE1M | Pair of Matched Pair Cables | 2 | PMCABLE1M | Pair of Matched Pair Cables | 2 | PMCABLE1M | Pair of Matched Pair Cables | 2 | PMCABLE1M | Pair of Matched Pair Cables | 2 | PMCABLE1M | Pair of Matched Pair Cables | 2 | PMCABLE1M | Pair of Matched Pair Cables | 2 | PMCABLE1M | Pair of Matched Pair Cables | 2 | PMCABLE1M | Pair of Matched Pair Cables | 2 | PMCABLE1M | Pair of Matched Pair Cables | 2 | PMCABLE1M | Pair of Matched Pair Cables | 2 | PMCABLE1M | Pair of Matched Pair Cables | 2 | PMCABLE1M | Pair of Matched Pair Cables | 2 | PMCABLE1M | Pair of Matched Pair Cables | 2 | PMCABLE1M | Pair of Matched Pair Cables | 2 | PMCABLE1M | Pair of Matched Pair Cables | 2 | PMCABLE1M | Pair of Matched Pair Cables | 2 | PMCABLE1M | Pair of Matched Pair Cables | 2 | PMCABLE1M | Pair of Matched Pair Cables | 2 | PMCABLE1M | Pair of Matched Pair Cables | 2 | PMCABLE1M | Pair of Matched Pair Cables | 2 | PMCABLE1M | Pair of Matched Pair Cables | 2 | PMCABLE1M | Pair of Matched Pair Cables | 2 | PMCABLE1M | Pair of Matched Pair Cables | 2 | PMCABLE1M | Pair of Matched Pair Cables | 2 | PMCABLE1M | Pair of Matched Pair Cables | 2 | PMCABLE1M | Pair of Matched Pair Cables | 2 | PMCABLE1M | Pair of Matched Pair Cables | 2 | PMCABLE1M | Pair of Matched Pair Cables | 2 | PMCABLE1M | Pair of Matched Pair Cables | 2 | PMCABLE1M | Pair of Matched Pair Cables | 2 | PMCABLE1M | Pair of Matched Pair Cables | 2 | PMCABLE1M | Pair of Matched Pair Cables | 2 | PMCABLE1M | Pair of Matched Pair Cables | 2 | PMCABLE1M | Pair of Matched Pair Cables | 2 | PMCABLE1M | Pair of Matched Pair Cables | 2 | PMCABLE1M | Pair of Matched Pair Cables | 2 | PMCABLE1M | Pair of Matched Pair Cables | 2 | PMCABLE1M | Pair of Matched Pair Cables | 2 | PMCABLE1M | Pair of Matched Pair Cables | 2 | PMCABLE1M | Pair of Matched Pair Cables | 2 | PMCABLE1M | Pair of Matched Pair Cables | 2 | PMCABLE1M | Pair of Matched Pair Cables | 2 | PMCABLE1M | Pair of Matched Pair Cables | 2 | PMCABLE1M | Pair of Matched Pair Cables | 2 | PMCABLE1M | Pair of Matched Pair Cables | 2 | PMCABLE1M | Pair of Matched Pair Cables | 2 | PMCABLE1M | Pair of Matched Pair Cables | 2 | PMCABLE1M | Pair of Matched Pair Cables | 2 | PMCABLE1M | Pair of Matched Pair Cables | 2 | PMCABLE1M | Pair of Matched Pair Cables | 2 | PMCABLE1M | Pair of Matched Pair Cables | 2 | PMCABLE1M | Pair of Matched Pair Cables | 2 | PMCABLE1M | Pair of Matched Pair Cables | 2 | PMCABLE1M | Pair of Matched Pair Cables | 2 | PMCABLE1M | Pair of Matched Pair Cables | 2 | PMCABLE1M | Pair of Matched Pair Cables | 2 | PMCABLE1M | Pair of Matched Pair Cables | 2 | PMCABLE1M | Pair of Matched Pair Cables | 2 | PMCABLE1M | Pair of Matched Pair Cables | 2 | PMCABLE1M | Pair of Matched Pair Cables | 2 | PMCABLE1M | Pair of Matched Pair Cables | 2 | PMCABLE1M | Pair of Matched Pair Cables | 2 | PMCABLE1M | Pair of Matched Pair Cables | 2 | PMCABLE1M | Pair of Matched Pair Cables | 2 | PMCABLE1M | Pair of Matched Pair Cables | 2 | PMCABLE1M | Pair of Matched Pair Cables | 2 | PMCABLE1M | Pair of Matched Pair Cables | 2 | PMCABLE1M | Pair of Matched Pair Cables | 2 | PMCABLE1M | Pair of Matched Pair Cables | 2 | PMCABLE1M | Pair of Matched Pair Cables | 2 | PMCABLE1M | Pair of Matched Pair Cables | 2 | PMCABLE1M | Pair of Matched Pair Cables | 2 | PMCABLE1M | Pair of Matched Pair Cables | 2 | PMCABLE1M | Pair of Matched Pair Cables | 2 | PMCABLE1M | Pair of Matched Pair Cables | 2 | PMCABLE1M | Pair of Matched Pair Cables | 2 | PMCABLE1M | Pair of Matched Pair Cables | 2 | PMCABLE1M | Pair of Matched Pair Cables | 2 | PMCABLE1M | Pair of Matched Pair Cables | 2 | PMCABLE1M | Pair of Matched Pair Cables | 2 | PMCABLE1M | Pair of Matched Pair Cables | 2 | PMCABLE1M | Pair of Matched Pair Cables | 2 | PMCABLE1M | Pair of Matched Pair Cables | 2 | PMCABLE1M | Pair of Matched Pair Cables | 2 | PMCABLE1M | Pair of Matched Pair Cables | 2 | PMCABLE1M | Pair of Matched Pair Cables | 2 | PMCABLE1M | Pair of Matched Pair Cables | 2 | PMCABLE1M | Pair of Matched Pair Cables | 2 | PMCABLE1M | Pair of Matched Pair Cables | 2 | PMCABLE1M | Pair of Matched Pair Cables | 2 | PMCABLE1M | Pair of Matched Pair Cables | 2 | PMCABLE1M | Pair of Matched Pair Cables | 2 | PMCABLE1M | Pair of Matched Pair Cables | 2 | PMCABLE1M | Pair of Matched Pair Cables | 2 | PMCABLE1M | Pair of Matched Pair Cables | 2 | PMCABLE1M | Pair of Matched Pair Cables | 2 | PMCABLE1M | Pair of Matched Pair Cables | 2 | PMCABLE1M | Pair of Matched Pair Cables | 2 | PMCABLE1M | Pair of Matched Pair Cables | 2 | PMCABLE1M | Pair of Matched Pair Cables | 2 | PMCABLE1M | Pair of Matched Pair Cables | 2 | PMCABLE1M | Pair of Matched Pair Cables | 2 | PMCABLE1M | Pair of Matched Pair Cables | 2 | PMCABLE1M | Pair of Matched Pair Cables | 2 | PMCABLE1M | Pair of Matched Pair Cables | 2 | PMCABLE1M | Pair of Matched Pair Cables | 2 | PMCABLE1M | Pair of Matched Pair Cables | 2 | PMCABLE1M | Pair of Matched Pair Cables | 2 | PMCABLE1M | Pair of Matched Pair Cables | 2 | PMCABLE1M | Pair of Matched Pair Cables | 2 | PMCABLE1M | Pair of Matched Pair Cables | 2 | PMCABLE1M | Pair of Matched Pair Cables | 2 | PMCABLE1M | Pair of Matched Pair Cables | 2 | PMCABLE1M | Pair of Matched Pair Cables | 2 | PMCABLE1M | Pair of Matched Pair Cables | 2 | PMCABLE1M | Pair of Matched Pair Cables | 2 | PMCABLE1M | Pair of Matched Pair Cables | 2 | PMCABLE1M | Pair of Matched Pair Cables | 2 | PMCABLE1M | Pair of Matched Pair Cables | 2 | PMCABLE1M | Pair of Matched Pair Cables | 2 | PMCABLE1M | Pair of Matched Pair Cables | 2 | PMCABLE1M | Pair of Matched Pair Cables | 2 | PMCABLE1M | Pair of Matched Pair Cables | 2 | PMCABLE1M | Pair of Matched Pair Cables | 2 | PMCABLE1M | Pair of Matched Pair Cables | 2 | PMCABLE1M | Pair of Matched Pair Cables | 2 | PMCABLE1M | Pair of Matched Pair Cables | 2 | PMCABLE1M | Pair of Matched Pair Cables | 2 | PMCABLE1M | Pair of Matched Pair Cables | 2 | PMCABLE1M | Pair of Matched Pair Cables | 2 | PMCABLE1M | Pair of Matched Pair Cables | 2 | PMCABLE1M | Pair of Matched Pair Cables | 2 | PMCABLE1M | Pair of Matched Pair Cables | 2 | PMCABLE1M | Pair of Matched Pair Cables | 2 | PMCABLE1M | Pair of Matched Pair Cables | 2 | PMCABLE1M | Pair of Matched Pair Cables | 2 | PMCABLE1M | Pair of Matched Pair Cables | 2 | PMCABLE1M | Pair of Matched Pair Cables | 2 | PMCABLE1M | Pair of Matched Pair Cables | 2 | PMCABLE1M | Pair of Matched Pair Cables | 2 | PMCABLE1M | Pair of Matched Pair Cables | 2 | PMCABLE1M | Pair of Matched Pair Cables | 2 | PMCABLE1M | Pair of Matched Pair Cables | 2 | PMCABLE1M | Pair of Matched Pair Cables | 2 | PMCABLE1M | Pair of Matched Pair Cables | 2 | PMCABLE1M | Pair of Matched Pair Cables | 2 | PMCABLE1M | Pair of Matched Pair Cables | 2 | PMCABLE1M | Pair of Matched Pair Cables | 2 | PMCABLE1M | Pair of Matched Pair Cables | 2 | PMCABLE1M | Pair of Matched Pair Cables | 2 | PMCABLE1M | Pair of Matched Pair Cables | 2 | PMCABLE1M | Pair of Matched Pair Cables | 2 | PMCABLE1M | Pair of Matched Pair Cables | 2 | PMCABLE1M | Pair of Matched Pair Cables | 2 | PMCABLE1M | Pair of Matched Pair Cables | 2 | PMCABLE1M | Pair of Matched Pair Cables | 2 | PMCABLE1M | Pair of Matched Pair Cables | 2 | PMCABLE1M | Pair of Matched Pair Cables | 2 | PMCABLE1M | Pair of Matched Pair Cables | 2 | PMCABLE1M | Pair of Matched Pair Cables | 2 | PMCABLE1M | Pair of Matched Pair Cables | 2 | PMCABLE1M | Pair of Matched Pair Cables | 2 | PMCABLE1M | Pair of Matched Pair Cables | 2 | PMCABLE1M | Pair of Matched Pair Cables | 2 | PMCABLE1M | Pair of Matched Pair Cables | 2 | PMCABLE1M | Pair of Matched Pair Cables | 2 | PMCABLE1M | Pair of Matched Pair Cables | 2 | PMCABLE1M | Pair of Matched Pair Cables | 2 | PMCABLE1M | Pair of Matched Pair Cables | 2 | PMCABLE1M | Pair of Matched Pair Cables | 2 | PMCABLE1M | Pair of Matched Pair Cables | 2 | PMCABLE1M | Pair of Matched Pair Cables | 2 | PMCABLE1M | Pair of Matched Pair Cables | 2 | PMCABLE1M | Pair of Matched Pair Cables | 2 | PMCABLE1M | Pair of Matched Pair Cables | 2 | PMCABLE1M | Pair of Matched Pair Cables | 2 | PMCABLE1M | Pair of Matched Pair Cables | 2 | PMCABLE1M | Pair of Matched Pair Cables | 2 | PMCABLE1M | Pair of Matched Pair Cables | 2 | PMCABLE1M | Pair of Matched Pair Cables | 2 | PMCABLE1M | Pair of Matched Pair Cables | 2 | PMCABLE1M | Pair of Matched Pair Cables | 2 | PMCABLE1M | Pair of Matched Pair Cables | 2 | PMCABLE1M | Pair of Matched Pair Cables | 2 | PMCABLE1M | Pair of Matched Pair Cables | 2 | PMCABLE1M | Pair of Matched Pair Cables | 2 | PMCABLE1M | Pair of Matched Pair Cables | 2 | PMCABLE1M | Pair of Matched Pair Cables | 2 | PMCABLE1M | Pair of Matched Pair Cables | 2 | PMCABLE1M | Pair of Matched Pair Cables | 2 | PMCABLE1M | Pair of Matched Pair Cables | 2 | PMCABLE1M | Pair of Matched Pair Cables | 2 | PMCABLE1M | Pair of Matched Pair Cables | 2 | PMCABLE1M | Pair of Matched Pair Cables | 2 | PMCABLE1M | Pair of Matched Pair Cables | 2 | PMCABLE1M | Pair of Matched Pair Cables | 2 | PMCABLE1M | Pair of Matched Pair Cables | 2 | PMCABLE1M | Pair of Matched Pair Cables | 2 | PMCABLE1M | Pair of Matched Pair Cables | 2 | PMCABLE1M | Pair of Matched Pair Cables | 2 | PMCABLE1M | Pair of Matched Pair Cables | 2 | PMCABLE1M | Pair of Matched Pair Cables | 2 | PMCABLE1M | Pair of Matched Pair Cables | 2 | PMCABLE1M | Pair of Matched Pair Cables | 2 | PMCABLE1M | Pair of Matched Pair Cables | 2 | PMCABLE1M | Pair of Matched Pair Cables | 2 | PMCABLE1M | Pair of Matched Pair Cables | 2 | PMCABLE1M | Pair of Matched Pair Cables | 2 | PMCABLE1M | Pair of Matched Pair Cables | 2 | PMCABLE1M | Pair of Matched Pair Cables | 2 | PMCABLE1M | Pair of Matched Pair Cables | 2 | PMCABLE1M | Pair of Matched Pair Cables | 2 | PMCABLE1M | Pair of Matched Pair Cables | 2 | PMCABLE1M | Pair of Matched Pair Cables | 2 | PMCABLE1M | Pair of Matched Pair Cables | 2 | PMCABLE1M | Pair of Matched Pair Cables | 2 | PMCABLE1M | Pair of Matched Pair Cables | 2 | PMCABLE1M | Pair of Matched Pair Cables | 2 | PMCABLE1M | Pair of Matched Pair Cables | 2 | PMCABLE1M | Pair of Matched Pair Cables | 2 | PMCABLE1M | Pair of Matched Pair Cables | 2 | PMCABLE1M | Pair of Matched Pair Cables | 2 | PMCABLE1M | Pair of Matched Pair Cables | 2 | PMCABLE1M | Pair of Matched Pair Cables | 2 | PMCABLE1M | Pair of Matched Pair Cables | 2 | PMCABLE1M | Pair of Matched Pair Cables | 2 | PMCABLE1M | Pair of Matched Pair Cables | 2 | PMCABLE1M | Pair of Matched Pair Cables | 2 | PMCABLE1M | Pair of Matched Pair Cables | 2 | PMCABLE1M | Pair of Matched Pair Cables | 2 | PMCABLE1M | Pair of Matched Pair Cables | 2 | PMCABLE1M | Pair of Matched Pair Cables | 2 | PMCABLE1M | Pair of Matched Pair Cables | 2 | PMCABLE1M | Pair of Matched Pair Cables | 2 | PMCABLE1M | Pair of Matched Pair Cables | 2 | PMCABLE1M | Pair of Matched Pair Cables | 2 | PMCABLE1M | Pair of Matched Pair Cables | 2 | PMCABLE1M | Pair of Matched Pair Cables | 2 | PMCABLE1M | Pair of Matched Pair Cables | 2 | PMCABLE1M | Pair of Matched Pair Cables | 2 | PMCABLE1M | Pair of Matched Pair Cables | 2 | PMCABLE1M | Pair of Matched Pair Cables | 2 | PMCABLE1M | Pair of Matched Pair Cables | 2 | PMCABLE1M | Pair of Matched Pair Cables | 2 | PMCABLE1M | Pair of Matched Pair Cables | 2 | PMCABLE1M | Pair of Matched Pair Cables | 2 | PMCABLE1M | Pair of Matched Pair Cables | 2 | PMCABLE1M | Pair of Matched Pair Cables | 2 | PMCABLE1M | Pair of Matched Pair Cables | 2 | PMCABLE1M | Pair of Matched Pair Cables | 2 | PMCABLE1M | Pair of Matched Pair Cables | 2 | PMCABLE1M | Pair of Matched Pair Cables | 2 | PMCABLE1M | Pair of Matched Pair Cables | 2 | PMCABLE1M | Pair of Matched Pair Cables | 2 | PMCABLE1M | Pair of Matched Pair Cables | 2 | PMCABLE1M | Pair of Matched Pair Cables | 2 | PMCABLE1M | Pair of Matched Pair Cables | 2 | PMCABLE1M | Pair of Matched Pair Cables | 2 | PMCABLE1M | Pair of Matched Pair Cables | 2 | PMCABLE1M | Pair of Matched Pair Cables | 2 | PMCABLE1M | Pair of Matched Pair Cables | 2 | PMCABLE1M | Pair of Matched Pair Cables | 2 | PMCABLE1M | Pair of Matched Pair Cables | 2 | PMCABLE1M | Pair of Matched Pair Cables | 2 | PMCABLE1M | Pair of Matched Pair Cables | 2 | PMCABLE1M | Pair of Matched Pair Cables | 2 | PMCABLE1M | Pair of Matched Pair Cables | 2 | PMCABLE1M | Pair of Matched Pair Cables | 2 | PMCABLE1M | Pair of Matched Pair Cables | 2 | PMCABLE1M | Pair of Matched Pair Cables | 2 | PMCABLE1M | Pair of Matched Pair Cables | 2 | PMCABLE1M | Pair of Matched Pair Cables | 2 | PMCABLE1M | Pair of Matched Pair Cables | 2 | PMCABLE1M | Pair of Matched Pair Cables | 2 | PMCABLE1M | Pair of Matched Pair Cables | 2 | PMCABLE1M | Pair of Matched Pair Cables | 2 | PMCABLE1M | Pair of Matched Pair Cables | 2 | PMCABLE1M | Pair of Matched Pair Cables | 2 | PMCABLE1M | Pair of Matched Pair Cables | 2 | PMCABLE1M | Pair of Matched Pair Cables | 2 | PMCABLE1M | Pair of Matched Pair Cables | 2 | PMCABLE1M | Pair of Matched Pair Cables | 2 | PMCABLE1M | Pair of Matched Pair Cables | 2 | PMCABLE1M | Pair of Matched Pair Cables | 2 | PMCABLE1M | Pair of Matched Pair Cables | 2 | PMCABLE1M | Pair of Matched Pair Cables | 2 | PMCABLE1M | Pair of Matched Pair Cables | 2 | PMCABLE1M | Pair of Matched Pair Cables | 2 | PMCABLE1M | Pair of Matched Pair Cables | 2 | PMCABLE1M | Pair of Matched Pair Cables | 2 | PMCABLE1M | Pair of Matched Pair Cables | 2 | PMCABLE1M | Pair of Matched Pair Cables | 2 | PMCABLE1M | Pair of Matched Pair Cables | 2 | PMCABLE1M | Pair of Matched Pair Cables | 2 | PMCABLE1M | Pair of Matched Pair Cables | 2 | PMCABLE1M | Pair of Matched Pair Cables | 2 | PMCABLE1M | Pair of Matched Pair Cables | 2 | PMCABLE1M | Pair of Matched Pair Cables | 2 | PMCABLE1M | Pair of Matched Pair Cables | 2 | PMCABLE1M | Pair of Matched Pair Cables | 2 | PMCABLE1M | Pair of Matched Pair Cables | 2 | PMCABLE1M | Pair of Matched Pair Cables | 2 | PMCABLE1M | Pair of Matched Pair Cables | 2 | PMCABLE1M | Pair of Matched Pair Cables | 2 | PMCABLE1M | Pair of Matched Pair Cables | 2 | PMCABLE1M | Pair of Matched Pair Cables | 2 | PMCABLE1M | Pair of Matched Pair Cables | 2 | PMCABLE1M | Pair of Matched Pair Cables | 2 | PMCABLE1M | Pair of Matched Pair Cables | 2 | PMCABLE1M | Pair of Matched Pair Cables | 2 | PMCABLE1M | Pair of Matched Pair Cables | 2 | PMCABLE1M | Pair of Matched Pair Cables | 2 | PMCABLE1M | Pair of Matched Pair Cables | 2 | PMCABLE1M | Pair of Matched Pair Cables | 2 | PMCABLE1M | Pair of Matched Pair Cables | 2 | PMCABLE1M | Pair of Matched Pair Cables | 2 | PMCABLE1M | Pair of Matched Pair Cables | 2 | PMCABLE1M | Pair of Matched Pair Cables | 2 | PMCABLE1M | Pair of Matched Pair Cables | 2 | PMCABLE1M | Pair of Matched Pair Cables | 2 | PMCABLE1M | Pair of Matched Pair Cables | 2 | PMCABLE1M | Pair of Matched Pair Cables | 2 | PMCABLE1M | Pair of Matched Pair Cables | 2 | PMCABLE1M | Pair of Matched Pair Cables | 2 | PMCABLE1M | Pair of Matched Pair Cables | 2 | PMCABLE1M | Pair of Matched Pair Cables | 2 | PMCABLE1M | Pair of Matched Pair Cables | 2 | PMCABLE1M | Pair of Matched Pair Cables | 2 | PMCABLE1M | Pair of Matched Pair Cables | 2 | PMCABLE1M | Pair of Matched Pair Cables | 2 | PMCABLE1M | Pair of Matched Pair Cables | 2 | PMCABLE1M | Pair of Matched Pair Cables | 2 | PMCABLE1M | Pair of Matched Pair Cables | 2 | PMCABLE1M | Pair of Matched Pair Cables | 2 | PMCABLE1M | Pair of Matched Pair Cables | 2 | PMCABLE1M | Pair of Matched Pair Cables | 2 | PMCABLE1M | Pair of Matched Pair Cables | 2 | PMCABLE1M | Pair of Matched Pair Cables | 2 | PMCABLE1M | Pair of Matched Pair Cables | 2 | PMCABLE1M | Pair of Matched Pair Cables | 2 | PMCABLE1M | Pair of Matched Pair Cables | 2 | PMCABLE1M | Pair of Matched Pair Cables | 2 | PMCABLE1M | Pair of Matched Pair Cables | 2 | PMCABLE1M | Pair of Matched Pair Cables | 2 | PMCABLE1M | Pair of Matched Pair Cables | 2 | PMCABLE1M | Pair of Matched Pair Cables | 2 | PMCABLE1M | Pair of Matched Pair Cables | 2 | PMCABLE1M | Pair of Matched Pair Cables | 2 | PMCABLE1M | Pair of Matched Pair Cables | 2 | PMCABLE1M | Pair of Matched Pair Cables | 2 | PMCABLE1M | Pair of Matched Pair Cables | 2 | PMCABLE1M | Pair of Matched Pair Cables | 2 | PMCABLE1M | Pair of Matched Pair Cables | 2 | PMCABLE1M | Pair of Matched Pair Cables | 2 | PMCABLE1M | Pair of Matched Pair Cables | 2 | PMCABLE1M | Pair of Matched Pair Cables | 2 | PMCABLE1M | Pair of Matched Pair Cables | 2 | PMCABLE1M | Pair of Matched Pair Cables | 2 | PMCABLE1M | Pair of Matched Pair Cables | 2 | PMCABLE1M | Pair of Matched Pair Cables | 2 | PMCABLE1M | Pair of Matched Pair Cables | 2 | PMCABLE1M | Pair of Matched Pair Cables | 2 | PMCABLE1M | Pair of Matched Pair Cables | 2 | PMCABLE1M | Pair of Matched Pair Cables | 2 | PMCABLE1M | Pair of Matched Pair Cables | 2 | PMCABLE1M | Pair of Matched Pair Cables | 2 | PMCABLE1M | Pair of Matched Pair Cables | 2 | PMCABLE1M | Pair of Matched Pair Cables | 2 | PMCABLE1M | Pair of Matched Pair Cables | 2 | PMCABLE1M | Pair of Matched Pair Cables | 2 | PMCABLE1M | Pair of Matched Pair Cables | 2 | PMCABLE1M | Pair of Matched Pair Cables | 2 | PMCABLE1M | Pair of Matched Pair Cables | 2 | PMCABLE1M | Pair of Matched Pair Cables | 2 | PMCABLE1M | Pair of Matched Pair Cables | 2 | PMCABLE1M | Pair of Matched Pair Cables | 2 | PMCABLE1M | Pair of Matched Pair Cables | 2 | PMCABLE1M | Pair of Matched Pair Cables | 2 | PMCABLE1M | Pair of Matched Pair Cables | 2 | PMCABLE1M | Pair of Matched Pair Cables | 2 | PMCABLE1M | Pair of Matched Pair Cables | 2 | PMCABLE1M | Pair of Matched Pair Cables | 2 | PMCABLE1M | Pair of Matched Pair Cables | 2 | PMCABLE1M | Pair of Matched Pair Cables | 2 | PMCABLE1M | Pair of Matched Pair Cables | 2 | PMCABLE1M | Pair of Matched Pair Cables | 2 | PMCABLE1M | Pair of Matched Pair Cables | 2 | PMCABLE1M | Pair of Matched Pair Cables | 2 | PMCABLE1M | Pair of Matched Pair Cables | 2 | PMCABLE1M | Pair of Matched Pair Cables | 2 | PMCABLE1M | Pair of Matched Pair Cables | 2 | PMCABLE1M | Pair of Matched Pair Cables | 2 | PMCABLE1M | Pair of Matched Pair Cables | 2 | PMCABLE1M | Pair of Matched Pair Cables | 2 | PMCABLE1M | Pair of Matched Pair Cables | 2 | PMCABLE1M | Pair of Matched Pair Cables | 2 | PMCABLE1M | Pair of Matched Pair Cables | 2 | PMCABLE1M | Pair of Matched Pair Cables | 2 | PMCABLE1M | Pair of Matched Pair Cables | 2 | PMCABLE1M | Pair of Matched Pair Cables | 2 | PMCABLE1M | Pair of Matched Pair Cables | 2 | PMCABLE1M | Pair of Matched Pair Cables | 2 | PMCABLE1M | Pair of Matched Pair Cables | 2 | PMCABLE1M | Pair of Matched Pair Cables | 2 | PMCABLE1M | Pair of Matched Pair Cables | 2 | PMCABLE1M | Pair of Matched Pair Cables | 2 | PMCABLE1M | Pair of Matched Pair Cables | 2 | PMCABLE1M | Pair of Matched Pair Cables | 2 | PMCABLE1M | Pair of Matched Pair Cables | 2 | PMCABLE1M | Pair of Matched Pair Cables | 2 | PMCABLE1M | Pair of Matched Pair Cables | 2 | PMCABLE1M | Pair of Matched Pair Cables | 2 | PMCABLE1M | Pair of Matched Pair Cables | 2 | PMCABLE1M | Pair of Matched Pair Cables | 2 | PMCABLE1M | Pair of Matched Pair Cables | 2 | PMCABLE1M | Pair of Matched Pair Cables | 2 | PMCABLE1M | Pair of Matched Pair Cables | 2 | PMCABLE1M | Pair of Matched Pair Cables | 2 | PMCABLE1M | Pair of Matched Pair Cables | 2 | PMCABLE1M | Pair of Matched Pair Cables | 2 | PMCABLE1M | Pair of Matched Pair Cables | 2 | PMCABLE1M | Pair of Matched Pair Cables | 2 | PMCABLE1M | Pair of Matched Pair Cables | 2 | PMCABLE1M | Pair of Matched Pair Cables | 2 | PMCABLE1M | Pair of Matched Pair Cables | 2 | PMCABLE1M | Pair of Matched Pair Cables | 2 | PMCABLE1M | Pair of Matched Pair Cables | 2 | PMCABLE1M | Pair of Matched Pair Cables | 2 | PMCABLE1M | Pair of Matched Pair Cables | 2 | PMCABLE1M | Pair of Matched Pair Cables | 2 | PMCABLE1M | Pair of Matched Pair Cables | 2 | PMCABLE1M | Pair of Matched Pair Cables | 2 | PMCABLE1M | Pair of Matched Pair Cables | 2 | PMCABLE1M | Pair of Matched Pair Cables | 2 | PMCABLE1M | Pair of Matched Pair Cables | 2 | PMCABLE1M | Pair of Matched Pair Cables | 2 | PMCABLE1M | Pair of Matched Pair Cables | 2 | PMCABLE1M | Pair of Matched Pair Cables | 2 | PMCABLE1M | Pair of Matched Pair Cables | 2 | PMCABLE1M | Pair of Matched Pair Cables | 2 | PMCABLE1M | Pair of Matched Pair Cables | 2 | PMCABLE1M | Pair of Matched Pair Cables | 2 | PMCABLE1M | Pair of Matched Pair Cables | 2 | PMCABLE1M | Pair of Matched Pair Cables | 2 | PMCABLE1M | Pair of Matched Pair Cables | 2 | PMCABLE1M | Pair of Matched Pair Cables | 2 | PMCABLE1M | Pair of Matched Pair Cables | 2 | PMCABLE1M | Pair of Matched Pair Cables | 2 | PMCABLE1M | Pair of Matched Pair Cables | 2 | PMCABLE1M | Pair of Matched Pair Cables | 2 | PMCABLE1M | Pair of Matched Pair Cables | 2 | PMCABLE1M | Pair of Matched Pair Cables | 2 | PMCABLE1M | Pair of Matched Pair Cables | 2 | PMCABLE1M | Pair of Matched Pair Cables | 2 | PMCABLE1M | Pair of Matched Pair Cables | 2 | PMCABLE1M | Pair of Matched Pair Cables | 2 | PMCABLE1M | Pair of Matched Pair Cables | 2 | PMCABLE1M | Pair of Matched Pair Cables | 2 | PMCABLE1M | Pair of Matched Pair Cables | 2 | PMCABLE1M | Pair of Matched Pair Cables | 2 | PMCABLE1M | Pair of Matched Pair Cables | 2 | PMCABLE1M | Pair of Matched Pair Cables | 2 | PMCABLE1M | Pair of Matched Pair Cables | 2 | PMCABLE1M | Pair of Matched Pair Cables | 2 | PMCABLE1M | Pair of Matched Pair Cables | 2 | PMCABLE1M | Pair of Matched Pair Cables | 2 | PMCABLE1M | Pair of Matched Pair Cables | 2 | PMCABLE1M | Pair of Matched Pair Cables | 2 | PMCABLE1M | Pair of Matched Pair Cables | 2 | PMCABLE1M | Pair of Matched Pair Cables | 2 | PMCABLE1M | Pair of Matched Pair Cables | 2 | PMCABLE1M | Pair of Matched Pair Cables | 2 | PMCABLE1M | Pair of Matched Pair Cables | 2 | PMCABLE1M | Pair of Matched Pair Cables | 2 | PMCABLE1M | Pair of Matched Pair Cables | 2 | PMCABLE1M | Pair of Matched Pair Cables | 2 | PMCABLE1M | Pair of Matched Pair Cables | 2 | PMCABLE1M | Pair of Matched Pair Cables | 2 | PMCABLE1M | Pair of Matched Pair Cables | 2 | PMCABLE1M | Pair of Matched Pair Cables | 2 | PMCABLE1M | Pair of Matched Pair Cables | 2 | PMCABLE1M | Pair of Matched Pair Cables | 2 | PMCABLE1M | Pair of Matched Pair Cables | 2 | PMCABLE1M | Pair of Matched Pair Cables | 2 | PMCABLE1M | Pair of Matched Pair Cables | 2 | PMCABLE1M | Pair of Matched Pair Cables | 2 | PMCABLE1M | Pair of Matched Pair Cables | 2 | PMCABLE1M | Pair of Matched Pair Cables | 2 | PMCABLE1M | Pair of Matched Pair Cables | 2 | PMCABLE1M | Pair of Matched Pair Cables | 2 | PMCABLE1M | Pair of Matched Pair Cables | 2 | PMCABLE1M | Pair of Matched Pair Cables | 2 | PMCABLE1M | Pair of Matched Pair Cables | 2 | PMCABLE1M | Pair of Matched Pair Cables | 2 | PMCABLE1M | Pair of Matched Pair Cables | 2 | PMCABLE1M | Pair of Matched Pair Cables | 2 | PMCABLE1M | Pair of Matched Pair Cables | 2 | PMCABLE1M | Pair of Matched Pair Cables | 2 | PMCABLE1M | Pair of Matched Pair Cables | 2 | PMCABLE1M | Pair of Matched Pair Cables | 2 | PMCABLE1M | Pair of Matched Pair Cables | 2 | PMCABLE1M | Pair of Matched Pair Cables | 2 | PMCABLE1M | Pair of Matched Pair Cables | 2 | PMCABLE1M | Pair of Matched Pair Cables | 2 | PMCABLE1M | Pair of Matched Pair Cables | 2 | PMCABLE1M | Pair of Matched Pair Cables | 2 | PMCABLE1M | Pair of Matched Pair Cables | 2 | PMCABLE1M | Pair of Matched Pair Cables | 2 | PMCABLE1M | Pair of Matched Pair Cables | 2 | PMCABLE1M | Pair of Matched Pair Cables | 2 | PMCABLE1M | Pair of Matched Pair Cables | 2 | PMCABLE1M | Pair of Matched Pair Cables | 2 | PMCABLE1M | Pair of Matched Pair Cables | 2 | PMCABLE1M | Pair of Matched Pair Cables | 2 | PMCABLE1M | Pair of Matched Pair Cables | 2 | PMCABLE1M | Pair of Matched Pair Cables | 2 | PMCABLE1M | Pair of Matched Pair Cables | 2 | PMCABLE1M | Pair of Matched Pair Cables | 2 | PMCABLE1M | Pair of Matched Pair Cables | 2 | PMCABLE1M | Pair of Matched Pair Cables | 2 | PMCABLE1M | Pair of Matched Pair Cables | 2 | PMCABLE1M | Pair of Matched Pair Cables | 2 | PMCABLE1M | Pair of Matched Pair Cables | 2 | PMCABLE1M | Pair of Matched Pair Cables | 2 | PMCABLE1M | Pair of Matched Pair Cables | 2 | PMCABLE1M | Pair of Matched Pair Cables | 2 | PMCABLE1M | Pair of Matched Pair Cables | 2 | PMCABLE1M | Pair of Matched Pair Cables | 2 | PMCABLE1M | Pair of Matched Pair Cables | 2 | PMCABLE1M | Pair of Matched Pair Cables | 2 | PMCABLE1M | Pair of Matched Pair Cables | 2 | PMCABLE1M | Pair of Matched Pair Cables | 2 | PMCABLE1M | Pair of Matched Pair Cables | 2 | PMCABLE1M | Pair of Matched Pair Cables | 2 | PMCABLE1M | Pair of Matched Pair Cables | 2 | PMCABLE1M | Pair of Matched Pair Cables | 2 | PMCABLE1M | Pair of Matched Pair Cables | 2 | PMCABLE1M | Pair of Matched Pair Cables | 2 | PMCABLE1M | Pair of Matched Pair Cables | 2 | PMCABLE1M | Pair of Matched Pair Cables | 2 | PMCABLE1M | Pair of Matched Pair Cables | 2 | PMCABLE1M | Pair of Matched Pair Cables | 2 | PMCABLE1M | Pair of Matched Pair Cables | 2 | PMCABLE1M | Pair of Matched Pair Cables | 2 | PMCABLE1M | Pair of Matched Pair Cables | 2 | PMCABLE1M | Pair of Matched Pair Cables | 2 | PMCABLE1M | Pair of Matched Pair Cables | 2 | PMCABLE1M | Pair of Matched Pair Cables | 2 | PMCABLE1M | Pair of Matched Pair Cables | 2 | PMCABLE1M | Pair of Matched Pair Cables | 2 | PMCABLE1M | Pair of Matched Pair Cables | 2 | PMCABLE1M | Pair of Matched Pair Cables | 2 | PMCABLE1M | Pair of Matched Pair Cables | 2 | PMCABLE1M | Pair of Matched Pair Cables | 2 | PMCABLE1M | Pair of Matched Pair Cables | 2 | PMCABLE1M | Pair of Matched Pair Cables | 2 | PMCABLE1M | Pair of Matched Pair Cables | 2 | PMCABLE1M | Pair of Matched Pair Cables | 2 | PMCABLE1M | Pair of Matched Pair Cables | 2 | PMCABLE1M | Pair of Matched Pair Cables | 2 | PMCABLE1M | Pair of Matched Pair Cables | 2 | PMCABLE1M | Pair of Matched Pair Cables | 2 | PMCABLE1M | Pair of Matched Pair Cables | 2 | PMCABLE1M | Pair of Matched Pair Cables | 2 | PMCABLE1M | Pair of Matched Pair Cables | 2 | PMCABLE1M | Pair of Matched Pair Cables | 2 | PMCABLE1M | Pair of Matched Pair Cables | 2 | PMCABLE1M | Pair of Matched Pair Cables | 2 | PMCABLE1M | Pair of Matched Pair Cables | 2 | PMCABLE1M | Pair of Matched Pair Cables | 2 | PMCABLE1M | Pair of Matched Pair Cables | 2 | PMCABLE1M | Pair of Matched Pair Cables | 2 | PMCABLE1M | Pair of Matched Pair Cables | 2 | PMCABLE1M | Pair of Matched Pair Cables | 2 | PMCABLE1M | Pair of Matched Pair Cables | 2 | PMCABLE1M | Pair of Matched Pair Cables | 2 | PMCABLE1M | Pair of Matched Pair Cables | 2 | PMCABLE1M | Pair of Matched Pair Cables | 2 | PMCABLE1M | Pair of Matched Pair Cables | 2 | PMCABLE1M | Pair of Matched Pair Cables | 2 | PMCABLE1M | Pair of Matched Pair Cables | 2 | PMCABLE1M | Pair of Matched Pair Cables | 2 | PMCABLE1M | Pair of Matched Pair Cables | 2 | PMCABLE1M | Pair of Matched Pair Cables | 2 | PMCABLE1M | Pair of Matched Pair Cables | 2 | PMCABLE1M | Pair of Matched Pair Cables | 2 | PMCABLE1M | Pair of Matched Pair Cables | 2 | PMCABLE1M | Pair of Matched Pair Cables | 2 | PMCABLE1M | Pair of Matched Pair Cables | 2 | PMCABLE1M | Pair of Matched Pair Cables | 2 | PMCABLE1M | Pair of Matched Pair Cables | 2 | PMCABLE1M | Pair of Matched Pair Cables | 2 | PMCABLE1M | Pair of Matched Pair Cables | 2 | PMCABLE1M | Pair of Matched Pair Cables | 2 | PMCABLE1M | Pair of Matched Pair Cables | 2 | PMCABLE1M | Pair of Matched Pair Cables | 2 | PMCABLE1M | Pair of Matched Pair Cables | 2 | PMCABLE1M | Pair of Matched Pair Cables | 2 | PMCABLE1M | Pair of Matched Pair Cables | 2 | PMCABLE1M | Pair of Matched Pair Cables | 2 | PMCABLE1M | Pair of Matched Pair Cables | 2 | PMCABLE1M | Pair of Matched Pair Cables | 2 | PMCABLE1M | Pair of Matched Pair Cables | 2 | PMCABLE1M | Pair of Matched Pair Cables | 2 | PMCABLE1M | Pair of Matched Pair Cables | 2 | PMCABLE1M | Pair of Matched Pair Cables | 2 | PMCABLE1M | Pair of Matched Pair Cables | 2 | PMCABLE1M | Pair of Matched Pair Cables | 2 | PMCABLE1M | Pair of Matched Pair Cables | 2 | PMCABLE1M | Pair of Matched Pair Cables | 2 | PMCABLE1M | Pair of Matched Pair Cables | 2 | PMCABLE1M | Pair of Matched Pair Cables | 2 | PMCABLE1M | Pair of Matched Pair Cables | 2 | PMCABLE1M | Pair of Matched Pair Cables | 2 | PMCABLE1M | Pair of Matched Pair Cables | 2 | PMCABLE1M | Pair of Matched Pair Cables | 2 | PMCABLE1M | Pair of Matched Pair Cables | 2 | PMCABLE1M | Pair of Matched Pair Cables | 2 | PMCABLE1M | Pair of Matched Pair Cables | 2 | PMCABLE1M | Pair of Matched Pair Cables | 2 | PMCABLE1M | Pair of Matched Pair Cables | 2 | PMCABLE1M | Pair of Matched Pair Cables | 2 | PMCABLE1M | Pair of Matched Pair Cables | 2 | PMCABLE1M | Pair of Matched Pair Cables | 2 | PMCABLE1M | Pair of Matched Pair Cables | 2 | PMCABLE1M | Pair of Matched Pair Cables | 2 | PMCABLE1M | Pair of Matched Pair Cables | 2 | PMCABLE1M | Pair of Matched Pair Cables | 2 | PMCABLE1M | Pair of Matched Pair Cables | 2 | PMCABLE1M | Pair of Matched Pair Cables | 2 | PMCABLE1M | Pair of Matched Pair Cables | 2 | PMCABLE1M | Pair of Matched Pair Cables | 2 | PMCABLE1M | Pair of Matched Pair Cables | 2 | PMCABLE1M | Pair of Matched Pair Cables | 2 | PMCABLE1M | Pair of Matched Pair Cables | 2 | PMCABLE1M | Pair of Matched Pair Cables | 2 | PMCABLE1M | Pair of Matched Pair Cables | 2 | PMCABLE1M | Pair of Matched Pair Cables | 2 | PMCABLE1M | Pair of Matched Pair Cables | 2 | PMCABLE1M | Pair of Matched Pair Cables | 2 | PMCABLE1M | Pair of Matched Pair Cables | 2 | PMCABLE1M | Pair of Matched Pair Cables | 2 | PMCABLE1M | Pair of Matched Pair Cables | 2 | PMCABLE1M | Pair of Matched Pair Cables | 2 | PMCABLE1M | Pair of Matched Pair Cables | 2 | PMCABLE1M | Pair of Matched Pair Cables | 2 | PMCABLE1M | Pair of Matched Pair Cables | 2 | PMCABLE1M | Pair of Matched Pair Cables | 2 | PMCABLE1M | Pair of Matched Pair Cables | 2 | PMCABLE1M | Pair of Matched Pair Cables | 2 | PMCABLE1M | Pair of Matched Pair Cables | 2 | PMCABLE1M | Pair of Matched Pair Cables | 2 | PMCABLE1M | Pair of Matched Pair Cables | 2 | PMCABLE1M | Pair of Matched Pair Cables | 2 | PMCABLE1M | Pair of Matched Pair Cables | 2 | PMCABLE1M | Pair of Matched Pair Cables | 2 | PMCABLE1M | Pair of Matched Pair Cables | 2 | PMCABLE1M | Pair of Matched Pair Cables | 2 | PMCABLE1M | Pair of Matched Pair Cables | 2 | PMCABLE1M | Pair of Matched Pair Cables | 2 | PMCABLE1M | Pair of Matched Pair Cables | 2 | PMCABLE1M | Pair of Matched Pair Cables | 2 | PMCABLE1M | Pair of Matched Pair Cables | 2 | PMCABLE1M | Pair of Matched Pair Cables | 2 | PMCABLE1M | Pair of Matched Pair Cables | 2 | PMCABLE1M | Pair of Matched Pair Cables | 2 | PMCABLE1M | Pair of Matched Pair Cables | 2 | PMCABLE1M | Pair of Matched Pair Cables | 2 | PMCABLE1M | Pair of Matched Pair Cables | 2 | PMCABLE1M | Pair of Matched Pair Cables | 2 | PMCABLE1M | Pair of Matched Pair Cables | 2 | PMCABLE1M | Pair of Matched Pair Cables | 2 | PMCABLE1M | Pair of Matched Pair Cables | 2 | PMCABLE1M | Pair of Matched Pair Cables | 2 | PMCABLE1M | Pair of Matched Pair Cables | 2 | PMCABLE1M | Pair of Matched Pair Cables | 2 | PMCABLE1M | Pair of Matched Pair Cables | 2 | PMCABLE1M | Pair of Matched Pair Cables | 2 | PMCABLE1M | Pair of Matched Pair Cables | 2 | PMCABLE1M | Pair of Matched Pair Cables | 2 | PMCABLE1M | Pair of Matched Pair Cables | 2 | PMCABLE1M | Pair of Matched Pair Cables | 2 | PMCABLE1M | Pair of Matched Pair Cables | 2 | PMCABLE1M | Pair of Matched Pair Cables | 2 | PMCABLE1M | Pair of Matched Pair Cables | 2 | PMCABLE1M | Pair of Matched Pair Cables | 2 | PMCABLE1M | Pair of Matched Pair Cables | 2 | PMCABLE1M | Pair of Matched Pair Cables | 2 | PMCABLE1M | Pair of Matched Pair Cables | 2 | PMCABLE1M | Pair of Matched Pair Cables | 2 | PMCABLE1M | Pair of Matched Pair Cables | 2 | PMCABLE1M | Pair of Matched Pair Cables | 2 | PMCABLE1M | Pair of Matched Pair Cables | 2 | PMCABLE1M | Pair of Matched Pair Cables | 2 | PMCABLE1M | Pair of Matched Pair Cables | 2 | PMCABLE1M | Pair of Matched Pair Cables | 2 | PMCABLE1M | Pair of Matched Pair Cables | 2 | PMCABLE1M | Pair of Matched Pair Cables | 2 | PMCABLE1M | Pair of Matched Pair Cables | 2 | PMCABLE1M | Pair of Matched Pair Cables | 2 | PMCABLE1M | Pair of Matched Pair Cables | 2 | PMCABLE1M | Pair of Matched Pair Cables | 2 | PMCABLE1M | Pair of Matched Pair Cables | 2 | PMCABLE1M | Pair of Matched Pair Cables | 2 | PMCABLE1M | Pair of Matched Pair Cables | 2 | PMCABLE1M | Pair of Matched Pair Cables | 2 | PMCABLE1M | Pair of Matched Pair Cables | 2 | PMCABLE1M | Pair of Matched Pair Cables | 2 | PMCABLE1M | Pair of Matched Pair Cables | 2 | PMCABLE1M | Pair of Matched Pair Cables | 2 | PMCABLE1M | Pair of Matched Pair Cables | 2 | PMCABLE1M | Pair of Matched Pair Cables | 2 | PMCABLE1M | Pair of Matched Pair Cables | 2 | PMCABLE1M | Pair of Matched Pair Cables | 2 | PMCABLE1M | Pair of Matched Pair Cables | 2 | PMCABLE1M | Pair of Matched Pair Cables | 2 | PMCABLE1M | Pair of Matched Pair Cables | 2 | PMCABLE1M | Pair of Matched Pair Cables | 2 | PMCABLE1M | Pair of Matched Pair Cables | 2 | PMCABLE1M | Pair of Matched Pair Cables | 2 | PMCABLE1M | Pair of Matched Pair Cables | 2 | PMCABLE1M | Pair of Matched Pair Cables | 2 | PMCABLE1M | Pair of Matched Pair Cables | 2 | PMCABLE1M | Pair of Matched Pair Cables | 2 | PMCABLE1M | Pair of Matched Pair Cables | 2 | PMCABLE1M | Pair of Matched Pair Cables | 2 | PMCABLE1M | Pair of Matched Pair Cables | 2 | PMCABLE1M | Pair of Matched Pair Cables | 2 | PMCABLE1M | Pair of Matched Pair Cables | 2 | PMCABLE1M | Pair of Matched Pair Cables | 2 | PMCABLE1M | Pair of Matched Pair Cables | 2 | PMCABLE1M | Pair of Matched Pair Cables | 2 | PMCABLE1M | Pair of Matched Pair Cables | 2 | PMCABLE1M | Pair of Matched Pair Cables | 2 | PMCABLE1M | Pair of Matched Pair Cables | 2 | PMCABLE1M | Pair of Matched Pair Cables | 2 | PMCABLE1M | Pair of Matched Pair Cables | 2 | PMCABLE1M | Pair of Matched Pair Cables | 2 | PMCABLE1M | Pair of Matched Pair Cables | 2 | PMCABLE1M | Pair of Matched Pair Cables | 2 | PMCABLE1M | Pair of Matched Pair Cables | 2 | PMCABLE1M | Pair of Matched Pair Cables | 2 | PMCABLE1M | Pair of Matched Pair Cables | 2 | PMCABLE1M | Pair of Matched Pair Cables | 2 | PMCABLE1M | Pair of Matched Pair Cables | 2 | PMCABLE1M | Pair of Matched Pair Cables | 2 | PMCABLE1M | Pair of Matched Pair Cables | 2 | PMCABLE1M | Pair of Matched Pair Cables | 2 | PMCABLE1M | Pair of Matched Pair Cables | 2 | PMCABLE1M | Pair of Matched Pair Cables | 2 | PMCABLE1M | Pair of Matched Pair Cables | 2 | PMCABLE1M | Pair of Matched Pair Cables | 2 | PMCABLE1M | Pair of Matched Pair Cables | 2 | PMCABLE1M | Pair of Matched Pair Cables | 2 | PMCABLE1M | Pair of Matched Pair Cables | 2 | PMCABLE1M | Pair of Matched Pair Cables | 2 | PMCABLE1M | Pair of Matched Pair Cables | 2 | PMCABLE1M | Pair of Matched Pair Cables | 2 | PMCABLE1M | Pair of Matched Pair Cables | 2 | PMCABLE1M | Pair of Matched Pair Cables | 2 | PMCABLE1M | Pair of Matched Pair Cables | 2 | PMCABLE1M | Pair of Matched Pair Cables | 2 | PMCABLE1M | Pair of Matched Pair Cables | 2 | PMCABLE1M | Pair of Matched Pair Cables | 2 | PMCABLE1M | Pair of Matched Pair Cables | 2 | PMCABLE1M | Pair of Matched Pair Cables | 2 | PMCABLE1M | Pair of Matched Pair Cables | 2 | PMCABLE1M | Pair of Matched Pair Cables | 2 | PMCABLE1M | Pair of Matched Pair Cables | 2 | PMCABLE1M | Pair of Matched Pair Cables | 2 | PMCABLE1M | Pair of Matched Pair Cables | 2 | PMCABLE1M | Pair of Matched Pair Cables | 2 | PMCABLE1M | Pair of Matched Pair Cables | 2 | PMCABLE1M | Pair of Matched Pair Cables | 2 | PMCABLE1M | Pair of Matched Pair Cables | 2 | PMCABLE1M | Pair of Matched Pair Cables | 2 | PMCABLE1M | Pair of Matched Pair Cables | 2 | PMCABLE1M | Pair of Matched Pair Cables | 2 | PMCABLE1M | Pair of Matched Pair Cables | 2 | PMCABLE1M | Pair of Matched Pair Cables | 2 | PMCABLE1M | Pair of Matched Pair Cables | 2 | PMCABLE1M | Pair of Matched Pair Cables | 2 | PMCABLE1M | Pair of Matched Pair Cables | 2 | PMCABLE1M | Pair of Matched Pair Cables | 2 | PMCABLE1M | Pair of Matched Pair Cables | 2 | PMCABLE1M | Pair of Matched Pair Cables | 2 | PMCABLE1M | Pair of Matched Pair Cables | 2 | PMCABLE1M | Pair of Matched Pair Cables | 2 | PMCABLE1M | Pair of Matched Pair Cables | 2 | PMCABLE1M | Pair of Matched Pair Cables | 2 | PMCABLE1M | Pair of Matched Pair Cables | 2 | PMCABLE1M | Pair of Matched Pair Cables | 2 | PMCABLE1M | Pair of Matched Pair Cables | 2 | PMCABLE1M | Pair of Matched Pair Cables | 2 | PMCABLE1M | Pair of Matched Pair Cables | 2 | PMCABLE1M | Pair of Matched Pair Cables | 2 | PMCABLE1M | Pair of Matched Pair Cables | 2 | PMCABLE1M | Pair of Matched Pair Cables | 2 | PMCABLE1M | Pair of Matched Pair Cables | 2 | PMCABLE1M | Pair of Matched Pair Cables | 2 | PMCABLE1M | Pair of Matched Pair Cables | 2 | PMCABLE1M | Pair of Matched Pair Cables | 2 | PMCABLE1M | Pair of Matched Pair Cables | 2 | PMCABLE1M | Pair of Matched Pair Cables | 2 | PMCABLE1M | Pair of Matched Pair Cables | 2 | PMCABLE1M | Pair of Matched Pair Cables | 2 | PMCABLE1M | Pair of Matched Pair Cables | 2 | PMCABLE1M | Pair of Matched Pair Cables | 2 | PMCABLE1M | Pair of Matched Pair Cables | 2 | PMCABLE1M | Pair of Matched Pair Cables | 2 | PMCABLE1M | Pair of Matched Pair Cables | 2 | PMCABLE1M | Pair of Matched Pair Cables | 2 | PMCABLE1M | Pair of Matched Pair Cables | 2 | PMCABLE1M | Pair of Matched Pair Cables | 2 | PMCABLE1M | Pair of Matched Pair Cables | 2 | PMCABLE1M | Pair of Matched Pair Cables | 2 | PMCABLE1M | Pair of Matched Pair Cables | 2 | PMCABLE1M | Pair of Matched Pair Cables | 2 | PMCABLE1M | Pair of Matched Pair Cables | 2 | PMCABLE1M | Pair of Matched Pair Cables | 2 | PMCABLE1M | Pair of Matched Pair Cables | 2 | PMCABLE1M | Pair of Matched Pair Cables | 2 | PMCABLE1M | Pair of Matched Pair Cables | 2 | PMCABLE1M | Pair of Matched Pair Cables | 2 | PMCABLE1M | Pair of Matched Pair Cables | 2 | PMCABLE1M | Pair of Matched Pair Cables | 2 | PMCABLE1M | Pair of Matched Pair Cables | 2 | PMCABLE1M | Pair of Matched Pair Cables | 2 | PMCABLE1M | Pair of Matched Pair Cables | 2 | PMCABLE1M | Pair of Matched Pair Cables | 2 | PMCABLE1M | Pair of Matched Pair Cables | 2 | PMCABLE1M | Pair of Matched Pair Cables | 2 | PMCABLE1M | Pair of Matched Pair Cables | 2 | PMCABLE1M | Pair of Matched Pair Cables | 2 | PMCABLE1M | Pair of Matched Pair Cables | 2 | PMCABLE1M | Pair of Matched Pair Cables | 2 | PMCABLE1M | Pair of Matched Pair Cables | 2 | PMCABLE1M | Pair of Matched Pair Cables | 2 | PMCABLE1M | Pair of Matched Pair Cables | 2 | PMCABLE1M | Pair of Matched Pair Cables | 2 | PMCABLE1M | Pair of Matched Pair Cables | 2 | PMCABLE1M | Pair of Matched Pair Cables | 2 | PMCABLE1M | Pair of Matched Pair Cables | 2 | PMCABLE1M | Pair of Matched Pair Cables | 2 | PMCABLE1M | Pair of Matched Pair Cables | 2 | PMCABLE1M | Pair of Matched Pair Cables | 2 | PMCABLE1M | Pair of Matched Pair Cables | 2 | PMCABLE1M | Pair of Matched Pair Cables | 2 | PMCABLE1M | Pair of Matched Pair Cables | 2 | PMCABLE1M | Pair of Matched Pair Cables | 2 | PMCABLE1M | Pair of Matched Pair Cables | 2 | PMCABLE1M | Pair of Matched Pair Cables | 2 | PMCABLE1M | Pair of Matched Pair Cables | 2 | PMCABLE1M | Pair of Matched Pair Cables | 2 | PMCABLE1M | Pair of Matched Pair Cables | 2 | PMCABLE1M | Pair of Matched Pair Cables | 2 | PMCABLE1M | Pair of Matched Pair Cables | 2 | PMCABLE1M | Pair of Matched Pair Cables | 2 | PMCABLE1M | Pair of Matched Pair Cables | 2 | PMCABLE1M | Pair of Matched Pair Cables | 2 | PMCABLE1M | Pair of Matched Pair Cables | 2 | PMCABLE1M | Pair of Matched Pair Cables | 2 | PMCABLE1M | Pair of Matched Pair Cables | 2 | PMCABLE1M | Pair of Matched Pair Cables | 2 | PMCABLE1M | Pair of Matched Pair Cables | 2 | PMCABLE1M | Pair of Matched Pair Cables | 2 | PMCABLE1M | Pair of Matched Pair Cables | 2 | PMCABLE1M | Pair of Matched Pair Cables | 2 | PMCABLE1M | Pair of Matched Pair Cables | 2 | PMCABLE1M | Pair of Matched Pair Cables | 2 | PMCABLE1M | Pair of Matched Pair Cables | 2 | PMCABLE1M | Pair of Matched Pair Cables | 2 | PMCABLE1M | Pair of Matched Pair Cables | 2 | PMCABLE1M | Pair of Matched Pair Cables | 2 | PMCABLE1M | Pair of Matched Pair Cables | 2 | PMCABLE1M | Pair of Matched Pair Cables | 2 | PMCABLE1M | Pair of Matched Pair Cables | 2 | PMCABLE1M | Pair of Matched Pair Cables | 2 | PMCABLE1M | Pair of Matched Pair Cables | 2 | PMCABLE1M | Pair of Matched Pair Cables | 2 | PMCABLE1M | Pair of Matched Pair Cables | 2 | PMCABLE1M | Pair of Matched Pair Cables | 2 | PMCABLE1M | Pair of Matched Pair Cables | 2 | PMCABLE1M | Pair of Matched Pair Cables | 2 | PMCABLE1M | Pair of Matched Pair Cables | 2 | PMCABLE1M | Pair of Matched Pair Cables | 2 | PMCABLE1M | Pair of Matched Pair Cables | 2 | PMCABLE1M | Pair of Matched Pair Cables | 2 | PMCABLE1M | Pair of Matched Pair Cables | 2 | PMCABLE1M | Pair of Matched Pair Cables | 2 | PMCABLE1M | Pair of Matched Pair Cables | 2 | PMCABLE1M | Pair of Matched Pair Cables | 2 | PMCABLE1M | Pair of Matched Pair Cables | 2 | PMCABLE1M | Pair of Matched Pair Cables | 2 | PMCABLE1M | Pair of Matched Pair Cables | 2 | PMCABLE1M | Pair of Matched Pair Cables | 2 | PMCABLE1M | Pair of Matched Pair Cables | 2 | PMCABLE1M | Pair of Matched Pair Cables | 2 | PMCABLE1M | Pair of Matched Pair Cables | 2 | PMCABLE1M | Pair of Matched Pair Cables | 2 | PMCABLE1M | Pair of Matched Pair Cables | 2 | PMCABLE1M | Pair of Matched Pair Cables | 2 | PMCABLE1M | Pair of Matched Pair Cables | 2 | PMCABLE1M | Pair of Matched Pair Cables | 2 | PMCABLE1M | Pair of Matched Pair Cables | 2 | PMCABLE1M | Pair of Matched Pair Cables | 2 | PMCABLE1M | Pair of Matched Pair Cables | 2 | PMCABLE1M | Pair of Matched Pair Cables | 2 | PMCABLE1M | Pair of Matched Pair Cables | 2 | PMCABLE1M | Pair of Matched Pair Cables | 2 | PMCABLE1M | Pair of Matched Pair Cables | 2 | PMCABLE1M | Pair of Matched Pair Cables | 2 | PMCABLE1M | Pair of Matched Pair Cables | 2 | PMCABLE1M | Pair of Matched Pair Cables | 2 | PMCABLE1M | Pair of Matched Pair Cables | 2 | PMCABLE1M | Pair of Matched Pair Cables | 2 | PMCABLE1M | Pair of Matched Pair Cables | 2 | PMCABLE1M | Pair of Matched Pair Cables | 2 | PMCABLE1M | Pair of Matched Pair Cables | 2 | PMCABLE1M | Pair of Matched Pair Cables | 2 | PMCABLE1M | Pair of Matched Pair Cables | 2 | PMCABLE1M | Pair of Matched Pair Cables | 2 | PMCABLE1M | Pair of Matched Pair Cables | 2 | PMCABLE1M | Pair of Matched Pair Cables | 2 | PMCABLE1M | Pair of Matched Pair Cables | 2 | PMCABLE1M | Pair of Matched Pair Cables | 2 | PMCABLE1M | Pair of Matched Pair Cables | 2 | PMCABLE1M | Pair of Matched Pair Cables | 2 | PMCABLE1M | Pair of Matched Pair Cables | 2 | PMCABLE1M | Pair of Matched Pair Cables | 2 | PMCABLE1M | Pair of Matched Pair Cables | 2 | PMCABLE1M | Pair of Matched Pair Cables | 2 | PMCABLE1M | Pair of Matched Pair Cables | 2 | PMCABLE1M | Pair of Matched Pair Cables | 2 | PMCABLE1M | Pair of Matched Pair Cables | 2 | PMCABLE1M | Pair of Matched Pair Cables | 2 | PMCABLE1M | Pair of Matched Pair Cables | 2 | PMCABLE1M | Pair of Matched Pair Cables | 2 | PMCABLE1M | Pair of Matched Pair Cables | 2 | PMCABLE1M | Pair of Matched Pair Cables | 2 | PMCABLE1M | Pair of Matched Pair Cables | 2 | PMCABLE1M | Pair of Matched Pair Cables | 2 | PMCABLE1M | Pair of Matched Pair Cables | 2 | PMCABLE1M | Pair of Matched Pair Cables | 2 | PMCABLE1M | Pair of Matched Pair Cables | 2 | PMCABLE1M | Pair of Matched Pair Cables | 2 | PMCABLE1M | Pair of Matched Pair Cables | 2 | PMCABLE1M | Pair of Matched Pair Cables | 2 | PMCABLE1M | Pair of Matched Pair Cables | 2 | PMCABLE1M | Pair of Matched Pair Cables | 2 | PMCABLE1M | Pair of Matched Pair Cables | 2 | PMCABLE1M | Pair of Matched Pair Cables | 2 | PMCABLE1M | Pair of Matched Pair Cables | 2 | PMCABLE1M | Pair of Matched Pair Cables | 2 | PMCABLE1M | Pair of Matched Pair Cables | 2 | PMCABLE1M | Pair of Matched Pair Cables | 2 | PMCABLE1M | Pair of Matched Pair Cables | 2 | PMCABLE1M | Pair of Matched Pair Cables | 2 | PMCABLE1M | Pair of Matched Pair Cables | 2 | PMCABLE1M | Pair of Matched Pair Cables | 2 | PMCABLE1M | Pair of Matched Pair Cables | 2 | PMCABLE1M | Pair of Matched Pair Cables | 2 | PMCABLE1M | Pair of Matched Pair Cables | 2 | PMCABLE1M | Pair of Matched Pair Cables | 2 | PMCABLE1M | Pair of Matched Pair Cables | 2 | PMCABLE1M | Pair of Matched Pair Cables | 2 | PMCABLE1M | Pair of Matched Pair Cables | 2 | PMCABLE1M | Pair of Matched Pair Cables | 2 | PMCABLE1M | Pair of Matched Pair Cables | 2 | PMCABLE1M | Pair of Matched Pair Cables | 2 | PMCABLE1M | Pair of Matched Pair Cables | 2 | PMCABLE1M | Pair of Matched Pair Cables | 2 | PMCABLE1M | Pair of Matched Pair Cables | 2 | PMCABLE1M | Pair of Matched Pair Cables | 2 | PMCABLE1M | Pair of Matched Pair Cables | 2 | PMCABLE1M | Pair of Matched Pair Cables | 2 | PMCABLE1M | Pair of Matched Pair Cables | 2 | PMCABLE1M | Pair of Matched Pair Cables | 2 | PMCABLE1M | Pair of Matched Pair Cables | 2 | PMCABLE1M | Pair of Matched Pair Cables | 2 | PMCABLE1M | Pair of Matched Pair Cables | 2 | PMCABLE1M | Pair of Matched Pair Cables | 2 | PMCABLE1M | Pair of Matched Pair Cables | 2 | PMCABLE1M | Pair of Matched Pair Cables | 2 | PMCABLE1M | Pair of Matched Pair Cables | 2 | PMCABLE1M | Pair of Matched Pair Cables | 2 | PMCABLE1M | Pair of Matched Pair Cables | 2 | PMCABLE1M | Pair of Matched Pair Cables | 2 | PMCABLE1M | Pair of Matched Pair Cables | 2 | PMCABLE1M | Pair of Matched Pair Cables | 2 | PMCABLE1M | Pair of Matched Pair Cables | 2 | PMCABLE1M | Pair of Matched Pair Cables | 2 | PMCABLE1M | Pair of Matched Pair Cables | 2 | PMCABLE1M | Pair of Matched Pair Cables | 2 | PMCABLE1M | Pair of Matched Pair Cables | 2 | PMCABLE1M | Pair of Matched Pair Cables | 2 | PMCABLE1M | Pair of Matched Pair Cables | 2 | PMCABLE1M | Pair of Matched Pair Cables | 2 | PMCABLE1M | Pair of Matched Pair Cables | 2 | PMCABLE1M | Pair of Matched Pair Cables | 2 | PMCABLE1M | Pair of Matched Pair Cables | 2 | PMCABLE1M | Pair of Matched Pair Cables | 2 | PMCABLE1M | Pair of Matched Pair Cables | 2 | PMCABLE1M | Pair of Matched Pair Cables | 2 | PMCABLE1M | Pair of Matched Pair Cables | 2 | PMCABLE1M | Pair of Matched Pair Cables | 2 | PMCABLE1M | Pair of Matched Pair Cables | 2 | PMCABLE1M | Pair of Matched Pair Cables | 2 | PMCABLE1M | Pair of Matched Pair Cables | 2 | PMCABLE1M | Pair of Matched Pair Cables | 2 | PMCABLE1M | Pair of Matched Pair Cables | 2 | PMCABLE1M | Pair of Matched Pair Cables | 2 | PMCABLE1M | Pair of Matched Pair Cables | 2 | PMCABLE1M | Pair of Matched Pair Cables | 2 | PMCABLE1M | Pair of Matched Pair Cables | 2 | PMCABLE1M | Pair of Matched Pair Cables | 2 | PMCABLE1M | Pair of Matched Pair Cables | 2 | PMCABLE1M | Pair of Matched Pair Cables | 2 | PMCABLE1M | Pair of Matched Pair Cables | 2 | PMCABLE1M | Pair of Matched Pair Cables | 2 | PMCABLE1M | Pair of Matched Pair Cables | 2 | PMCABLE1M | Pair of Matched Pair Cables | 2 | PMCABLE1M | Pair of Matched Pair Cables | 2 | PMCABLE1M | Pair of Matched Pair Cables | 2 | PMCABLE1M | Pair of Matched Pair Cables | 2 | PMCABLE1M | Pair of Matched Pair Cables | 2 | PMCABLE1M | Pair of Matched Pair Cables | 2 | PMCABLE1M | Pair of Matched Pair Cables | 2 | PMCABLE1M | Pair of Matched Pair Cables | 2 | PMCABLE1M | Pair of Matched Pair Cables | 2 | PMCABLE1M | Pair of Matched Pair Cables | 2 | PMCABLE1M | Pair of Matched Pair Cables | 2 | PMCABLE1M | Pair of Matched Pair Cables | 2 | PMCABLE1M | Pair of Matched Pair Cables | 2 | PMCABLE1M | Pair of Matched Pair Cables | 2 | PMCABLE1M | Pair of Matched Pair Cables | 2 | PMCABLE1M | Pair of Matched Pair Cables | 2 | PMCABLE1M | Pair of Matched Pair Cables | 2 | PMCABLE1M | Pair of Matched Pair Cables | 2 | PMCABLE1M | Pair of Matched Pair Cables | 2 | PMCABLE1M | Pair of Matched Pair Cables | 2 | PMCABLE1M | Pair of Matched Pair Cables | 2 | PMCABLE1M | Pair of Matched Pair Cables | 2 | PMCABLE1M | Pair of Matched Pair Cables | 2 | PMCABLE1M | Pair of Matched Pair Cables | 2 | PMCABLE1M | Pair of Matched Pair Cables | 2 | PMCABLE1M | Pair of Matched Pair Cables | 2 | PMCABLE1M | Pair of Matched Pair Cables | 2 | PMCABLE1M | Pair of Matched Pair Cables | 2 | PMCABLE1M | Pair of Matched Pair Cables | 2 | PMCABLE1M | Pair of Matched Pair Cables | 2 | PMCABLE1M | Pair of Matched Pair Cables | 2 | PMCABLE1M | Pair of Matched Pair Cables | 2 | PMCABLE1M | Pair of Matched Pair Cables | 2 | PMCABLE1M | Pair of Matched Pair Cables | 2 | PMCABLE1M | Pair of Matched Pair Cables | 2 | PMCABLE1M | Pair of Matched Pair Cables | 2 | PMCABLE1M | Pair of Matched Pair Cables | 2 | PMCABLE1M | Pair of Matched Pair Cables | 2 | PMCABLE1M | Pair of Matched Pair Cables | 2 | PMCABLE1M | Pair of Matched Pair Cables | 2 | PMCABLE1M | Pair of Matched Pair Cables | 2 | PMCABLE1M | Pair of Matched Pair Cables | 2 | PMCABLE1M | Pair of Matched Pair Cables | 2 | PMCABLE1M | Pair of Matched Pair Cables | 2 | PMCABLE1M | Pair of Matched Pair Cables | 2 | PMCABLE1M | Pair of Matched Pair Cables | 2 | PMCABLE1M | Pair of Matched Pair Cables | 2 | PMCABLE1M | Pair of Matched Pair Cables | 2 | PMCABLE1M | Pair of Matched Pair Cables | 2 | PMCABLE1M | Pair of Matched Pair Cables | 2 | PMCABLE1M | Pair of Matched Pair Cables | 2 | PMCABLE1M | Pair of Matched Pair Cables | 2 | PMCABLE1M | Pair of Matched Pair Cables | 2 | PMCABLE1M | Pair of Matched Pair Cables | 2 | PMCABLE1M | Pair of Matched Pair Cables | 2 | PMCABLE1M | Pair of Matched Pair Cables | 2 | PMCABLE1M | Pair of Matched Pair Cables | 2 | PMCABLE1M | Pair of Matched Pair Cables | 2 | PMCABLE1M | Pair of Matched Pair Cables | 2 | PMCABLE1M | Pair of Matched Pair Cables | 2 | PMCABLE1M | Pair of Matched Pair Cables | 2 | PMCABLE1M | Pair of Matched Pair Cables | 2 | PMCABLE1M | Pair of Matched Pair Cables | 2 | PMCABLE1M | Pair of Matched Pair Cables | 2 | PMCABLE1M | Pair of Matched Pair Cables | 2 | PMCABLE1M | Pair of Matched Pair Cables | 2 | PMCABLE1M | Pair of Matched Pair Cables | 2 | PMCABLE1M | Pair of Matched Pair Cables | 2 | PMCABLE1M | Pair of Matched Pair Cables | 2 | PMCABLE1M | Pair of Matched Pair Cables | 2 | PMCABLE1M | Pair of Matched Pair Cables | 2 | PMCABLE1M | Pair of Matched Pair Cables | 2 | PMCABLE1M | Pair of Matched Pair Cables | 2 | PMCABLE1M | Pair of Matched Pair Cables | 2 | PMCABLE1M | Pair of Matched Pair Cables | 2 | PMCABLE1M | Pair of Matched Pair Cables | 2 | PMCABLE1M | Pair of Matched Pair Cables | 2 | PMCABLE1M | Pair of Matched Pair Cables | 2 | PMCABLE1M | Pair of Matched Pair Cables | 2 | PMCABLE1M | Pair of Matched Pair Cables | 2 | PMCABLE1M | Pair of Matched Pair Cables | 2 | PMCABLE1M | Pair of Matched Pair Cables | 2 | PMCABLE1M | Pair of Matched Pair Cables | 2 | PMCABLE1M | Pair of Matched Pair Cables | 2 | PMCABLE1M | Pair of Matched Pair Cables | 2 | PMCABLE1M | Pair of Matched Pair Cables | 2 | PMCABLE1M | Pair of Matched Pair Cables | 2 | PMCABLE1M | Pair of Matched Pair Cables | 2 | PMCABLE1M | Pair of Matched Pair Cables | 2 | PMCABLE1M | Pair of Matched Pair Cables | 2 | PMCABLE1M | Pair of Matched Pair Cables | 2 | PMCABLE1M | Pair of Matched Pair Cables | 2 | PMCABLE1M | Pair of Matched Pair Cables | 2 | PMCABLE1M | Pair of Matched Pair Cables | 2 | PMCABLE1M | Pair of Matched Pair Cables | 2 | PMCABLE1M | Pair of Matched Pair Cables | 2 | PMCABLE1M | Pair of Matched Pair Cables | 2 | PMCABLE1M | Pair of Matched Pair Cables | 2 | PMCABLE1M | Pair of Matched Pair Cables | 2 | PMCABLE1M | Pair of Matched Pair Cables | 2 | PMCABLE1M | Pair of Matched Pair Cables | 2 | PMCABLE1M | Pair of Matched Pair Cables | 2 | PMCABLE1M | Pair of Matched Pair Cables | 2 | PMCABLE1M | Pair of Matched Pair Cables | 2 | PMCABLE1M | Pair of Matched Pair Cables | 2 | PMCABLE1M | Pair of Matched Pair Cables | 2 | PMCABLE1M | Pair of Matched Pair Cables | 2 | PMCABLE1M | Pair of Matched Pair Cables | 2 | PMCABLE1M | Pair of Matched Pair Cables | 2 | PMCABLE1M | Pair of Matched Pair Cables | 2 | PMCABLE1M | Pair of Matched Pair Cables | 2 | PMCABLE1M | Pair of Matched Pair Cables | 2 | PMCABLE1M | Pair of Matched Pair Cables | 2 | PMCABLE1M | Pair of Matched Pair Cables | 2 | PMCABLE1M | Pair of Matched Pair Cables | 2 | PMCABLE1M | Pair of Matched Pair Cables | 2 | PMCABLE1M | Pair of Matched Pair Cables | 2 | PMCABLE1M | Pair of Matched Pair Cables | 2 | PMCABLE1M | Pair of Matched Pair Cables | 2 | PMCABLE1M | Pair of Matched Pair Cables | 2 | PMCABLE1M | Pair of Matched Pair Cables | 2 | PMCABLE1M | Pair of Matched Pair Cables | 2 | PMCABLE1M | Pair of Matched Pair Cables | 2 | PMCABLE1M | Pair of Matched Pair Cables | 2 | PMCABLE1M | Pair of Matched Pair Cables | 2 | PMCABLE1M | Pair of Matched Pair Cables | 2 | PMCABLE1M | Pair of Matched Pair Cables | 2 | PMCABLE1M | Pair of Matched Pair Cables | 2 | PMCABLE1M | Pair of Matched Pair Cables | 2 | PMCABLE1M | Pair of Matched Pair Cables | 2 | PMCABLE1M | Pair of Matched Pair Cables | 2 | PMCABLE1M | Pair of Matched Pair Cables | 2 | PMCABLE1M | Pair of Matched Pair Cables | 2 | PMCABLE1M | Pair of Matched Pair Cables | 2 | PMCABLE1M | Pair of Matched Pair Cables | 2 | PMCABLE1M | Pair of Matched Pair Cables | 2 | PMCABLE1M | Pair of Matched Pair Cables | 2 | PMCABLE1M | Pair of Matched Pair Cables | 2 | PMCABLE1M | Pair of Matched Pair Cables | 2 | PMCABLE1M | Pair of Matched Pair Cables | 2 | PMCABLE1M | Pair of Matched Pair Cables | 2 | PMCABLE1M | Pair of Matched Pair Cables | 2 | PMCABLE1M | Pair of Matched Pair Cables | 2 | PMCABLE1M | Pair of Matched Pair Cables | 2 | PMCABLE1M | Pair of Matched Pair Cables | 2 | PMCABLE1M | Pair of Matched Pair Cables | 2 | PMCABLE1M | Pair of Matched Pair Cables | 2 | PMCABLE1M | Pair of Matched Pair Cables | 2 | PMCABLE1M | Pair of Matched Pair Cables | 2 | PMCABLE1M | Pair of Matched Pair Cables | 2 | PMCABLE1M | Pair of Matched Pair Cables | 2 | PMCABLE1M | Pair of Matched Pair Cables | 2 | PMCABLE1M | Pair of Matched Pair Cables | 2 | PMCABLE1M | Pair of Matched Pair Cables | 2 | PMCABLE1M | Pair of Matched Pair Cables | 2 | PMCABLE1M | Pair of Matched Pair Cables | 2 | PMCABLE1M | Pair of Matched Pair Cables | 2 | PMCABLE1M | Pair of Matched Pair Cables | 2 | PMCABLE1M | Pair of Matched Pair Cables | 2 | PMCABLE1M | Pair of Matched Pair Cables | 2 | PMCABLE1M | Pair of Matched Pair Cables | 2 | PMCABLE1M | Pair of Matched Pair Cables | 2 | PMCABLE1M | Pair of Matched Pair Cables | 2 | PMCABLE1M | Pair of Matched Pair Cables | 2 | PMCABLE1M | Pair of Matched Pair Cables | 2 | PMCABLE1M | Pair of Matched Pair Cables | 2 | PMCABLE1M | Pair of Matched Pair Cables | 2 | PMCABLE1M | Pair of Matched Pair Cables | 2 | PMCABLE1M | Pair of Matched Pair Cables | 2 | PMCABLE1M | Pair of Matched Pair Cables | 2 | PMCABLE1M | Pair of Matched Pair Cables | 2 | PMCABLE1M | Pair of Matched Pair Cables | 2 | PMCABLE1M | Pair of Matched Pair Cables | 2 | PMCABLE1M | Pair of Matched Pair Cables | 2 | PMCABLE1M | Pair of Matched Pair Cables | 2 | PMCABLE1M | Pair of Matched Pair Cables | 2 | PMCABLE1M | Pair of Matched Pair Cables | 2 | PMCABLE1M | Pair of Matched Pair Cables | 2 | PMCABLE1M | Pair of Matched Pair Cables | 2 | PMCABLE1M | Pair of Matched Pair Cables | 2 | PMCABLE1M | Pair of Matched Pair Cables | 2 | PMCABLE1M | Pair of Matched Pair Cables | 2 | PMCABLE1M | Pair of Matched Pair Cables | 2 | PMCABLE1M | Pair of Matched Pair Cables | 2 | PMCABLE1M | Pair of Matched Pair Cables | 2 | PMCABLE1M | Pair of Matched Pair Cables | 2 | PMCABLE1M | Pair of Matched Pair Cables | 2 | PMCABLE1M | Pair of Matched Pair Cables | 2 | PMCABLE1M | Pair of Matched Pair Cables | 2 | PMCABLE1M | Pair of Matched Pair Cables | 2 | PMCABLE1M | Pair of Matched Pair Cables | 2 | PMCABLE1M | Pair of Matched Pair Cables | 2 | PMCABLE1M | Pair of Matched Pair Cables | 2 | PMCABLE1M | Pair of Matched Pair Cables | 2 | PMCABLE1M | Pair of Matched Pair Cables | 2 | PMCABLE1M | Pair of Matched Pair Cables | 2 | PMCABLE1M | Pair of Matched Pair Cables | 2 | PMCABLE1M | Pair of Matched Pair Cables | 2 | PMCABLE1M | Pair of Matched Pair Cables | 2 | PMCABLE1M | Pair of Matched Pair Cables | 2 | PMCABLE1M | Pair of Matched Pair Cables | 2 | PMCABLE1M | Pair of Matched Pair Cables | 2 | PMCABLE1M | Pair of Matched Pair Cables | 2 | PMCABLE1M | Pair of Matched Pair Cables | 2 | PMCABLE1M | Pair of Matched Pair Cables | 2 | PMCABLE1M | Pair of Matched Pair Cables | 2 | PMCABLE1M | Pair of Matched Pair Cables | 2 | PMCABLE1M | Pair of Matched Pair Cables | 2 | PMCABLE1M | Pair of Matched Pair Cables | 2 | PMCABLE1M | Pair of Matched Pair Cables | 2 | PMCABLE1M | Pair of Matched Pair Cables | 2 | PMCABLE1M | Pair of Matched Pair Cables | 2 | PMCABLE1M | Pair of Matched Pair Cables | 2 | PMCABLE1M | Pair of Matched Pair Cables | 2 | PMCABLE1M | Pair of Matched Pair Cables | 2 | PMCABLE1M | Pair of Matched Pair Cables | 2 | PMCABLE1M | Pair of Matched Pair Cables | 2 | PMCABLE1M | Pair of Matched Pair Cables | 2 | PMCABLE1M | Pair of Matched Pair Cables | 2 | PMCABLE1M | Pair of Matched Pair Cables | 2 | PMCABLE1M | Pair of Matched Pair Cables | 2 | PMCABLE1M | Pair of Matched Pair Cables | 2 | PMCABLE1M | Pair of Matched Pair Cables | 2 | PMCABLE1M | Pair of Matched Pair Cables | 2 | PMCABLE1M | Pair of Matched Pair Cables | 2 | PMCABLE1M | Pair of Matched Pair Cables | 2 | PMCABLE1M | Pair of Matched Pair Cables | 2 | PMCABLE1M | Pair of Matched Pair Cables | 2 | PMCABLE1M | Pair of Matched Pair Cables | 2 | PMCABLE1M | Pair of Matched Pair Cables | 2 | PMCABLE1M | Pair of Matched Pair Cables | 2 | PMCABLE1M | Pair of Matched Pair Cables | 2 | PMCABLE1M | Pair of Matched Pair Cables | 2 | PMCABLE1M | Pair of Matched Pair Cables | 2 | PMCABLE1M | Pair of Matched Pair Cables | 2 | PMCABLE1M | Pair of Matched Pair Cables | 2 | PMCABLE1M | Pair of Matched Pair Cables | 2 | PMCABLE1M | Pair of Matched Pair Cables | 2 | PMCABLE1M | Pair of Matched Pair Cables | 2 | PMCABLE1M | Pair of Matched Pair Cables | 2 | PMCABLE1M | Pair of Matched Pair Cables | 2 | PMCABLE1M | Pair of Matched Pair Cables | 2 | PMCABLE1M | Pair of Matched Pair Cables | 2 | PMCABLE1M | Pair of Matched Pair Cables | 2 | PMCABLE1M | Pair of Matched Pair Cables | 2 | PMCABLE1M | Pair of Matched Pair Cables | 2 | PMCABLE1M | Pair of Matched Pair Cables | 2 | PMCABLE1M | Pair of Matched Pair Cables | 2 | PMCABLE1M | Pair of Matched Pair Cables | 2 | PMCABLE1M | Pair of Matched Pair Cables | 2 | PMCABLE1M | Pair of Matched Pair Cables | 2 | PMCABLE1M | Pair of Matched Pair Cables | 2 | PMCABLE1M | Pair of Matched Pair Cables | 2 | PMCABLE1M | Pair of Matched Pair Cables | 2 | PMCABLE1M | Pair of Matched Pair Cables | 2 | PMCABLE1M | Pair of Matched Pair Cables | 2 | PMCABLE1M | Pair of Matched Pair Cables | 2 | PMCABLE1M | Pair of Matched Pair Cables | 2 | PMCABLE1M | Pair of Matched Pair Cables | 2 | PMCABLE1M | Pair of Matched Pair Cables | 2 | PMCABLE1M | Pair of Matched Pair Cables | 2 | PMCABLE1M | Pair of Matched Pair Cables | 2 | PMCABLE1M | Pair of Matched Pair Cables | 2 | PMCABLE1M | Pair of Matched Pair Cables | 2 | PMCABLE1M | Pair of Matched Pair Cables | 2 | PMCABLE1M | Pair of Matched Pair Cables | 2 | PMCABLE1M | Pair of Matched Pair Cables | 2 | PMCABLE1M | Pair of Matched Pair Cables | 2 | PMCABLE1M | Pair of Matched Pair Cables | 2 | PMCABLE1M | Pair of Matched Pair Cables | 2 | PMCABLE1M | Pair of Matched Pair Cables | 2 | PMCABLE1M | Pair of Matched Pair Cables | 2 | PMCABLE1M | Pair of Matched Pair Cables | 2 | PMCABLE1M | Pair of Matched Pair Cables | 2 | PMCABLE1M | Pair of Matched Pair Cables | 2 | PMCABLE1M | Pair of Matched Pair Cables | 2 | PMCABLE1M | Pair of Matched Pair Cables | 2 | PMCABLE1M | Pair of Matched Pair Cables | 2 | PMCABLE1M | Pair of Matched Pair Cables | 2 | PMCABLE1M | Pair of Matched Pair Cables | 2 | PMCABLE1M | Pair of Matched Pair Cables | 2 | PMCABLE1M | Pair of Matched Pair Cables | 2 | PMCABLE1M | Pair of Matched Pair Cables | 2 | PMCABLE1M | Pair of Matched Pair Cables | 2 | PMCABLE1M | Pair of Matched Pair Cables | 2 | PMCABLE1M | Pair of Matched Pair Cables | 2 | PMCABLE1M | Pair of Matched Pair Cables | 2 | PMCABLE1M | Pair of Matched Pair Cables | 2 | PMCABLE1M | Pair of Matched Pair Cables | 2 | PMCABLE1M | Pair of Matched Pair Cables | 2 | PMCABLE1M | Pair of Matched Pair Cables | 2 | PMCABLE1M | Pair of Matched Pair Cables | 2 | PMCABLE1M | Pair of Matched Pair Cables | 2 | PMCABLE1M | Pair of Matched Pair Cables | 2 | PMCABLE1M | Pair of Matched Pair Cables | 2 | PMCABLE1M | Pair of Matched Pair Cables | 2 | PMCABLE1M | Pair of Matched Pair Cables | 2 | PMCABLE1M | Pair of Matched Pair Cables | 2 | PMCABLE1M | Pair of Matched Pair Cables | 2 | PMCABLE1M | Pair of Matched Pair Cables | 2 | PMCABLE1M | Pair of Matched Pair Cables | 2 | PMCABLE1M | Pair of Matched Pair Cables | 2 | PMCABLE1M | Pair of Matched Pair Cables | 2 | PMCABLE1M | Pair of Matched Pair Cables | 2 | PMCABLE1M | Pair of Matched Pair Cables | 2 | PMCABLE1M | Pair of Matched Pair Cables | 2 | PMCABLE1M | Pair of Matched Pair Cables | 2 | PMCABLE1M | Pair of Matched Pair Cables | 2 | PMCABLE1M | Pair of Matched Pair Cables | 2 | PMCABLE1M | Pair of Matched Pair Cables | 2 | PMCABLE1M | Pair of Matched Pair Cables | 2 | PMCABLE1M | Pair of Matched Pair Cables | 2 | PMCABLE1M | Pair of Matched Pair Cables | 2 | PMCABLE1M | Pair of Matched Pair Cables | 2 | PMCABLE1M | Pair of Matched Pair Cables | 2 | PMCABLE1M | Pair of Matched Pair Cables | 2 | PMCABLE1M | Pair of Matched Pair Cables | 2 | PMCABLE1M | Pair of Matched Pair Cables | 2 | PMCABLE1M | Pair of Matched Pair Cables | 2 | PMCABLE1M | Pair of Matched Pair Cables | 2 | PMCABLE1M | Pair of Matched Pair Cables | 2 | PMCABLE1M | Pair of Matched Pair Cables | 2 | PMCABLE1M | Pair of Matched Pair Cables | 2 | PMCABLE1M | Pair of Matched Pair Cables | 2 | PMCABLE1M | Pair of Matched Pair Cables | 2 | PMCABLE1M | Pair of Matched Pair Cables | 2 | PMCABLE1M | Pair of Matched Pair Cables | 2 | PMCABLE1M | Pair of Matched Pair Cables | 2 | PMCABLE1M | Pair of Matched Pair Cables | 2 | PMCABLE1M | Pair of Matched Pair Cables | 2 | PMCABLE1M | Pair of Matched Pair Cables | 2 | PMCABLE1M | Pair of Matched Pair Cables | 2 | PMCABLE1M | Pair of Matched Pair Cables | 2 | PMCABLE1M | Pair of Matched Pair Cables | 2 | PMCABLE1M | Pair of Matched Pair Cables | 2 | PMCABLE1M | Pair of Matched Pair Cables | 2 | PMCABLE1M | Pair of Matched Pair Cables | 2 | PMCABLE1M | Pair of Matched Pair Cables | 2 | PMCABLE1M | Pair of Matched Pair Cables | 2 | PMCABLE1M | Pair of Matched Pair Cables | 2 | PMCABLE1M | Pair of Matched Pair Cables | 2 | PMCABLE1M | Pair of Matched Pair Cables | 2 | PMCABLE1M | Pair of Matched Pair Cables | 2 | PMCABLE1M | Pair of Matched Pair Cables | 2 | PMCABLE1M | Pair of Matched Pair Cables | 2 | PMCABLE1M | Pair of Matched Pair Cables | 2 | PMCABLE1M | Pair of Matched Pair Cables | 2 | PMCABLE1M | Pair of Matched Pair Cables | 2 | PMCABLE1M | Pair of Matched Pair Cables | 2 | PMCABLE1M | Pair of Matched Pair Cables | 2 | PMCABLE1M | Pair of Matched Pair Cables | 2 | PMCABLE1M | Pair of Matched Pair Cables | 2 | PMCABLE1M | Pair of Matched Pair Cables | 2 | PMCABLE1M | Pair of Matched Pair Cables | 2 | PMCABLE1M | Pair of Matched Pair Cables | 2 | PMCABLE1M | Pair of Matched Pair Cables | 2 | PMCABLE1M | Pair of Matched Pair Cables | 2 | PMCABLE1M | Pair of Matched Pair Cables | 2 | PMCABLE1M | Pair of Matched Pair Cables | 2 | PMCABLE1M | Pair of Matched Pair Cables | 2 | PMCABLE1M | Pair of Matched Pair Cables | 2 | PMCABLE1M | Pair of Matched Pair Cables | 2 | PMCABLE1M | Pair of Matched Pair Cables | 2 | PMCABLE1M | Pair of Matched Pair Cables | 2 | PMCABLE1M | Pair of Matched Pair Cables | 2 | PMCABLE1M | Pair of Matched Pair Cables | 2 | PMCABLE1M | Pair of Matched Pair Cables | 2 | PMCABLE1M | Pair of Matched Pair Cables | 2 | PMCABLE1M | Pair of Matched Pair Cables | 2 | PMCABLE1M | Pair of Matched Pair Cables | 2 | PMCABLE1M | Pair of Matched Pair Cables | 2 | PMCABLE1M | Pair of Matched Pair Cables | 2 | PMCABLE1M | Pair of Matched Pair Cables | 2 | PMCABLE1M | Pair of Matched Pair Cables | 2 | PMCABLE1M | Pair of Matched Pair Cables | 2 | PMCABLE1M | Pair of Matched Pair Cables | 2 | PMCABLE1M | Pair of Matched Pair Cables | 2 | PMCABLE1M | Pair of Matched Pair Cables | 2 | PMCABLE1M | Pair of Matched Pair Cables | 2 | PMCABLE1M | Pair of Matched Pair Cables | 2 | PMCABLE1M | Pair of Matched Pair Cables | 2 | PMCABLE1M | Pair of Matched Pair Cables | 2 | PMCABLE1M | Pair of Matched Pair Cables | 2 | PMCABLE1M | Pair of Matched Pair Cables | 2 | PMCABLE1M | Pair of Matched Pair Cables | 2 | PMCABLE1M | Pair of Matched Pair Cables | 2 | PMCABLE1M | Pair of Matched Pair Cables | 2 | PMCABLE1M | Pair of Matched Pair Cables | 2 | PMCABLE1M | Pair of Matched Pair Cables | 2 | PMCABLE1M | Pair of Matched Pair Cables | 2 | PMCABLE1M | Pair of Matched Pair Cables | 2 | PMCABLE1M | Pair of Matched Pair Cables | 2 | PMCABLE1M | Pair of Matched Pair Cables | 2 | PMCABLE1M | Pair of Matched Pair Cables | 2 | PMCABLE1M | Pair of Matched Pair Cables | 2 | PMCABLE1M | Pair of Matched Pair Cables | 2 | PMCABLE1M | Pair of Matched Pair Cables | 2 | PMCABLE1M | Pair of Matched Pair Cables | 2 | PMCABLE1M | Pair of Matched Pair Cables | 2 | PMCABLE1M | Pair of Matched Pair Cables | 2 | PMCABLE1M | Pair of Matched Pair Cables | 2 | PMCABLE1M | Pair of Matched Pair Cables | 2 | PMCABLE1M | Pair of Matched Pair Cables | 2 | PMCABLE1M | Pair of Matched Pair Cables | 2 | PMCABLE1M | Pair of Matched Pair Cables | 2 | PMCABLE1M | Pair of Matched Pair Cables | 2 | PMCABLE1M | Pair of Matched Pair Cables | 2 | PMCABLE1M | Pair of Matched Pair Cables | 2 | PMCABLE1M | Pair of Matched Pair Cables | 2 | PMCABLE1M | Pair of Matched Pair Cables | 2 | PMCABLE1M | Pair of Matched Pair Cables | 2 | PMCABLE1M | Pair of Matched Pair Cables | 2 | PMCABLE1M | Pair of Matched Pair Cables | 2 | PMCABLE1M | Pair of Matched Pair Cables | 2 | PMCABLE1M | Pair of Matched Pair Cables | 2 | PMCABLE1M | Pair of Matched Pair Cables | 2 | PMCABLE1M | Pair of Matched Pair Cables | 2 | PMCABLE1M | Pair of Matched Pair Cables | 2 | PMCABLE1M | Pair of Matched Pair Cables | 2 | PMCABLE1M | Pair of Matched Pair Cables | 2 | PMCABLE1M | Pair of Matched Pair Cables | 2 | PMCABLE1M | Pair of Matched Pair Cables | 2 | PMCABLE1M | Pair of Matched Pair Cables | 2 | PMCABLE1M | Pair of Matched Pair Cables | 2 | PMCABLE1M | Pair of Matched Pair Cables | 2 | PMCABLE1M | Pair of Matched Pair Cables | 2 | PMCABLE1M | Pair of Matched Pair Cables | 2 | PMCABLE1M | Pair of Matched Pair Cables | 2 | PMCABLE1M | Pair of Matched Pair Cables | 2 | PMCABLE1M | Pair of Matched Pair Cables | 2 | PMCABLE1M | Pair of Matched Pair Cables | 2 | PMCABLE1M | Pair of Matched Pair Cables | 2 | PMCABLE1M | Pair of Matched Pair Cables | 2 | PMCABLE1M | Pair of Matched Pair Cables | 2 | PMCABLE1M | Pair of Matched Pair Cables | 2 | PMCABLE1M | Pair of Matched Pair Cables | 2 | PMCABLE1M | Pair of Matched Pair Cables | 2 | PMCABLE1M | Pair of Matched Pair Cables | 2 | PMCABLE1M | Pair of Matched Pair Cables | 2 | PMCABLE1M | Pair of Matched Pair Cables | 2 | PMCABLE1M | Pair of Matched Pair Cables | 2 | PMCABLE1M | Pair of Matched Pair Cables | 2 | PMCABLE1M | Pair of Matched Pair Cables | 2 | PMCABLE1M | Pair of Matched Pair Cables | 2 | PMCABLE1M | Pair of Matched Pair Cables | 2 | PMCABLE1M | Pair of Matched Pair Cables | 2 | PMCABLE1M | Pair of Matched Pair Cables | 2 | PMCABLE1M | Pair of Matched Pair Cables | 2 | PMCABLE1M | Pair of Matched Pair Cables | 2 | PMCABLE1M | Pair of Matched Pair Cables | 2 | PMCABLE1M | Pair of Matched Pair Cables | 2 | PMCABLE1M | Pair of Matched Pair Cables | 2 | PMCABLE1M | Pair of Matched Pair Cables | 2 | PMCABLE1M | Pair of Matched Pair Cables | 2 | PMCABLE1M | Pair of Matched Pair Cables | 2 | PMCABLE1M | Pair of Matched Pair Cables | 2 | PMCABLE1M | Pair of Matched Pair Cables | 2 | PMCABLE1M | Pair of Matched Pair Cables | 2 | PMCABLE1M | Pair of Matched Pair Cables | 2 | PMCABLE1M | Pair of Matched Pair Cables | 2 | PMCABLE1M | Pair of Matched Pair Cables | 2 | PMCABLE1M | Pair of Matched Pair Cables | 2 | PMCABLE1M | Pair of Matched Pair Cables | 2 | PMCABLE1M | Pair of Matched Pair Cables | 2 | PMCABLE1M | Pair of Matched Pair Cables | 2 | PMCABLE1M | Pair of Matched Pair Cables | 2 | PMCABLE1M | Pair of Matched Pair Cables | 2 | PMCABLE1M | Pair of Matched Pair Cables | 2 | PMCABLE1M | Pair of Matched Pair Cables | 2 | PMCABLE1M | Pair of Matched Pair Cables | 2 | PMCABLE1M | Pair of Matched Pair Cables | 2 | PMCABLE1M | Pair of Matched Pair Cables | 2 | PMCABLE1M | Pair of Matched Pair Cables | 2 | PMCABLE1M | Pair of Matched Pair Cables | 2 | PMCABLE1M | Pair of Matched Pair Cables | 2 | PMCABLE1M | Pair of Matched Pair Cables | 2 | PMCABLE1M | Pair of Matched Pair Cables | 2 | PMCABLE1M | Pair of Matched Pair Cables | 2 | PMCABLE1M | Pair of Matched Pair Cables | 2 | PMCABLE1M | Pair of Matched Pair Cables | 2 | PMCABLE1M | Pair of Matched Pair Cables | 2 | PMCABLE1M | Pair of Matched Pair Cables | 2 | PMCABLE1M | Pair of Matched Pair Cables | 2 | PMCABLE1M | Pair of Matched Pair Cables | 2 | PMCABLE1M | Pair of Matched Pair Cables | 2 | PMCABLE1M | Pair of Matched Pair Cables | 2 | PMCABLE1M | Pair of Matched Pair Cables | 2 | PMCABLE1M | Pair of Matched Pair Cables | 2 | PMCABLE1M | Pair of Matched Pair Cables | 2 | PMCABLE1M | Pair of Matched Pair Cables | 2 | PMCABLE1M | Pair of Matched Pair Cables | 2 | PMCABLE1M | Pair of Matched Pair Cables | 2 | PMCABLE1M | Pair of Matched Pair Cables | 2 | PMCABLE1M | Pair of Matched Pair Cables | 2 | PMCABLE1M | Pair of Matched Pair Cables | 2 | PMCABLE1M | Pair of Matched Pair Cables | 2 | PMCABLE1M | Pair of Matched Pair Cables | 2 | PMCABLE1M | Pair of Matched Pair Cables | 2 | PMCABLE1M | Pair of Matched Pair Cables | 2 | PMCABLE1M | Pair of Matched Pair Cables | 2 | PMCABLE1M | Pair of Matched Pair Cables | 2 | PMCABLE1M | Pair of Matched Pair Cables | 2 | PMCABLE1M | Pair of Matched Pair Cables | 2 | PMCABLE1M | Pair of Matched Pair Cables | 2 | PMCABLE1M | Pair of Matched Pair Cables | 2 | PMCABLE1M | Pair of Matched Pair Cables | 2 | PMCABLE1M | Pair of Matched Pair Cables | 2 | PMCABLE1M | Pair of Matched Pair Cables | 2 | PMCABLE1M | Pair of Matched Pair Cables | 2 | PMCABLE1M | Pair of Matched Pair Cables | 2 | PMCABLE1M | Pair of Matched Pair Cables | 2 | PMCABLE1M | Pair of Matched Pair Cables | 2 | PMCABLE1M | Pair of Matched Pair Cables | 2 | PMCABLE1M | Pair of Matched Pair Cables | 2 | PMCABLE1M | Pair of Matched Pair Cables | 2 | PMCABLE1M | Pair of Matched Pair Cables | 2 | PMCABLE1M | Pair of Matched Pair Cables | 2 | PMCABLE1M | Pair of Matched Pair Cables | 2 | PMCABLE1M | Pair of Matched Pair Cables | 2 | PMCABLE1M | Pair of Matched Pair Cables | 2 | PMCABLE1M | Pair of Matched Pair Cables | 2 | PMCABLE1M | Pair of Matched Pair Cables | 2 | PMCABLE1M | Pair of Matched Pair Cables | 2 | PMCABLE1M | Pair of Matched Pair Cables | 2 | PMCABLE1M | Pair of Matched Pair Cables | 2 | PMCABLE1M | Pair of Matched Pair Cables | 2 | PMCABLE1M | Pair of Matched Pair Cables | 2 | PMCABLE1M | Pair of Matched Pair Cables | 2 | PMCABLE1M | Pair of Matched Pair Cables | 2 | PMCABLE1M | Pair of Matched Pair Cables | 2 | PMCABLE1M | Pair of Matched Pair Cables | 2 | PMCABLE1M | Pair of Matched Pair Cables | 2 | PMCABLE1M | Pair of Matched Pair Cables | 2 | PMCABLE1M | Pair of Matched Pair Cables | 2 | PMCABLE1M | Pair of Matched Pair Cables | 2 | PMCABLE1M | Pair of Matched Pair Cables | 2 | PMCABLE1M | Pair of Matched Pair Cables | 2 | PMCABLE1M | Pair of Matched Pair Cables | 2 | PMCABLE1M | Pair of Matched Pair Cables | 2 | PMCABLE1M | Pair of Matched Pair Cables | 2 | PMCABLE1M | Pair of Matched Pair Cables | 2 | PMCABLE1M | Pair of Matched Pair Cables | 2 | PMCABLE1M | Pair of Matched Pair Cables | 2 | PMCABLE1M | Pair of Matched Pair Cables | 2 | PMCABLE1M | Pair of Matched Pair Cables | 2 | PMCABLE1M | Pair of Matched Pair Cables | 2 | PMCABLE1M | Pair of Matched Pair Cables | 2 | PMCABLE1M | Pair of Matched Pair Cables | 2 | PMCABLE1M | Pair of Matched Pair Cables | 2 | PMCABLE1M | Pair of Matched Pair Cables | 2 | PMCABLE1M | Pair of Matched Pair Cables | 2 | PMCABLE1M | Pair of Matched Pair Cables | 2 | PMCABLE1M | Pair of Matched Pair Cables | 2 | PMCABLE1M | Pair of Matched Pair Cables | 2 | PMCABLE1M | Pair of Matched Pair Cables | 2 | PMCABLE1M | Pair of Matched Pair Cables | 2 | PMCABLE1M | Pair of Matched Pair Cables | 2 | PMCABLE1M | Pair of Matched Pair Cables | 2 | PMCABLE1M | Pair of Matched Pair Cables | 2 | PMCABLE1M | Pair of Matched Pair Cables | 2 | PMCABLE1M | Pair of Matched Pair Cables | 2 | PMCABLE1M | Pair of Matched Pair Cables | 2 | PMCABLE1M | Pair of Matched Pair Cables | 2 | PMCABLE1M | Pair of Matched Pair Cables | 2 | PMCABLE1M | Pair of Matched Pair Cables | 2 | PMCABLE1M | Pair of Matched Pair Cables | 2 | PMCABLE1M | Pair of Matched Pair Cables | 2 | PMCABLE1M | Pair of Matched Pair Cables | 2 | PMCABLE1M | Pair of Matched Pair Cables | 2 | PMCABLE1M | Pair of Matched Pair Cables | 2 | PMCABLE1M | Pair of Matched Pair Cables | 2 | PMCABLE1M | Pair of Matched Pair Cables | 2 | PMCABLE1M | Pair of Matched Pair Cables | 2 | PMCABLE1M | Pair of Matched Pair Cables | 2 | PMCABLE1M | Pair of Matched Pair Cables | 2 | PMCABLE1M | Pair of Matched Pair Cables | 2 | PMCABLE1M | Pair of Matched Pair Cables | 2 | PMCABLE1M | Pair of Matched Pair Cables | 2 | PMCABLE1M | Pair of Matched Pair Cables | 2 | PMCABLE1M | Pair of Matched Pair Cables | 2 | PMCABLE1M | Pair of Matched Pair Cables | 2 | PMCABLE1M | Pair of Matched Pair Cables | 2 | PMCABLE1M | Pair of Matched Pair Cables | 2 | PMCABLE1M | Pair of Matched Pair Cables | 2 | PMCABLE1M | Pair of Matched Pair Cables | 2 | PMCABLE1M | Pair of Matched Pair Cables | 2 | PMCABLE1M | Pair of Matched Pair Cables | 2 | PMCABLE1M | Pair of Matched Pair Cables | 2 | PMCABLE1M | Pair of Matched Pair Cables | 2 | PMCABLE1M | Pair of Matched Pair Cables | 2 | PMCABLE1M | Pair of Matched Pair Cables | 2 | PMCABLE1M | Pair of Matched Pair Cables | 2 | PMCABLE1M | Pair of Matched Pair Cables | 2 | PMCABLE1M | Pair of Matched Pair Cables | 2 | PMCABLE1M | Pair of Matched Pair Cables | 2 | PMCABLE1M | Pair of Matched Pair Cables | 2 | PMCABLE1M | Pair of Matched Pair Cables | 2 | PMCABLE1M | Pair of Matched Pair Cables | 2 | PMCABLE1M | Pair of Matched Pair Cables | 2 | PMCABLE1M | Pair of Matched Pair Cables | 2 | PMCABLE1M | Pair of Matched Pair Cables | 2 | PMCABLE1M | Pair of Matched Pair Cables | 2 | PMCABLE1M | Pair of Matched Pair Cables | 2 | PMCABLE1M | Pair of Matched Pair Cables | 2 | PMCABLE1M | Pair of Matched Pair Cables | 2 | PMCABLE1M | Pair of Matched Pair Cables | 2 | PMCABLE1M | Pair of Matched Pair Cables | 2 | PMCABLE1M | Pair of Matched Pair Cables | 2 | PMCABLE1M | Pair of Matched Pair Cables | 2 | PMCABLE1M | Pair of Matched Pair Cables | 2 | PMCABLE1M | Pair of Matched Pair Cables | 2 | PMCABLE1M | Pair of Matched Pair Cables | 2 | PMCABLE1M | Pair of Matched Pair Cables | 2 | PMCABLE1M | Pair of Matched Pair Cables | 2 | PMCABLE1M | Pair of Matched Pair Cables | 2 | PMCABLE1M | Pair of Matched Pair Cables | 2 | PMCABLE1M | Pair of Matched Pair Cables | 2 | PMCABLE1M | Pair of Matched Pair Cables | 2 | PMCABLE1M | Pair of Matched Pair Cables | 2 | PMCABLE1M | Pair of Matched Pair Cables | 2 | PMCABLE1M | Pair of Matched Pair Cables | 2 | PMCABLE1M | Pair of Matched Pair Cables | 2 | PMCABLE1M | Pair of Matched Pair Cables | 2 | PMCABLE1M | Pair of Matched Pair Cables | 2 | PMCABLE1M | Pair of Matched Pair Cables | 2 | PMCABLE1M | Pair of Matched Pair Cables | 2 | PMCABLE1M | Pair of Matched Pair Cables | 2 | PMCABLE1M | Pair of Matched Pair Cables | 2 | PMCABLE1M | Pair of Matched Pair Cables | 2 | PMCABLE1M | Pair of Matched Pair Cables | 2 | PMCABLE1M | Pair of Matched Pair Cables | 2 | PMCABLE1M | Pair of Matched Pair Cables | 2 | PMCABLE1M | Pair of Matched Pair Cables | 2 | PMCABLE1M | Pair of Matched Pair Cables | 2 | PMCABLE1M | Pair of Matched Pair Cables | 2 | PMCABLE1M | Pair of Matched Pair Cables | 2 | PMCABLE1M | Pair of Matched Pair Cables | 2 | PMCABLE1M | Pair of Matched Pair Cables | 2 | PMCABLE1M | Pair of Matched Pair Cables | 2 | PMCABLE1M | Pair of Matched Pair Cables | 2 | PMCABLE1M | Pair of Matched Pair Cables | 2 | PMCABLE1M | Pair of Matched Pair Cables | 2 | PMCABLE1M | Pair of Matched Pair Cables | 2 | PMCABLE1M | Pair of Matched Pair Cables | 2 | PMCABLE1M | Pair of Matched Pair Cables | 2 | PMCABLE1M | Pair of Matched Pair Cables | 2 | PMCABLE1M | Pair of Matched Pair Cables | 2 | PMCABLE1M | Pair of Matched Pair Cables | 2 | PMCABLE1M | Pair of Matched Pair Cables | 2 | PMCABLE1M | Pair of Matched Pair Cables | 2 | PMCABLE1M | Pair of Matched Pair Cables | 2 | PMCABLE1M | Pair of Matched Pair Cables | 2 | PMCABLE1M | Pair of Matched Pair Cables | 2 | PMCABLE1M | Pair of Matched Pair Cables | 2 | PMCABLE1M | Pair of Matched Pair Cables | 2 | PMCABLE1M | Pair of Matched Pair Cables | 2 | PMCABLE1M | Pair of Matched Pair Cables | 2 | PMCABLE1M | Pair of Matched Pair Cables | 2 | PMCABLE1M | Pair of Matched Pair Cables | 2 | PMCABLE1M | Pair of Matched Pair Cables | 2 | PMCABLE1M | Pair of Matched Pair Cables | 2 | PMCABLE1M | Pair of Matched Pair Cables | 2 | PMCABLE1M | Pair of Matched Pair Cables | 2 | PMCABLE1M | Pair of Matched Pair Cables | 2 | PMCABLE1M | Pair of Matched Pair Cables | 2 | PMCABLE1M | Pair of Matched Pair Cables | 2 | PMCABLE1M | Pair of Matched Pair Cables | 2 | PMCABLE1M | Pair of Matched Pair Cables | 2 | PMCABLE1M | Pair of Matched Pair Cables | 2 | PMCABLE1M | Pair of Matched Pair Cables | 2 | PMCABLE1M | Pair of Matched Pair Cables | 2 | PMCABLE1M | Pair of Matched Pair Cables | 2 | PMCABLE1M | Pair of Matched Pair Cables | 2 | PMCABLE1M | Pair of Matched Pair Cables | 2 | PMCABLE1M | Pair of Matched Pair Cables | 2 | PMCABLE1M | Pair of Matched Pair Cables | 2 | PMCABLE1M | Pair of Matched Pair Cables | 2 | PMCABLE1M | Pair of Matched Pair Cables | 2 | PMCABLE1M | Pair of Matched Pair Cables | 2 | PMCABLE1M | Pair of Matched Pair Cables | 2 | PMCABLE1M | Pair of Matched Pair Cables | 2 | PMCABLE1M | Pair of Matched Pair Cables | 2 | PMCABLE1M | Pair of Matched Pair Cables | 2 | PMCABLE1M | Pair of Matched Pair Cables | 2 | PMCABLE1M | Pair of Matched Pair Cables | 2 | PMCABLE1M | Pair of Matched Pair Cables | 2 | PMCABLE1M | Pair of Matched Pair Cables | 2 | PMCABLE1M | Pair of Matched Pair Cables | 2 | PMCABLE1M | Pair of Matched Pair Cables | 2 | PMCABLE1M | Pair of Matched Pair Cables | 2 | PMCABLE1M | Pair of Matched Pair Cables | 2 | PMCABLE1M | Pair of Matched Pair Cables | 2 | PMCABLE1M | Pair of Matched Pair Cables | 2 | PMCABLE1M | Pair of Matched Pair Cables | 2 | PMCABLE1M | Pair of Matched Pair Cables | 2 | PMCABLE1M | Pair of Matched Pair Cables | 2 | PMCABLE1M | Pair of Matched Pair Cables | 2 | PMCABLE1M | Pair of Matched Pair Cables | 2 | PMCABLE1M | Pair of Matched Pair Cables | 2 | PMCABLE1M | Pair of Matched Pair Cables | 2 | PMCABLE1M | Pair of Matched Pair Cables | 2 | PMCABLE1M | Pair of Matched Pair Cables | 2 | PMCABLE1M | Pair of Matched Pair Cables | 2 | PMCABLE1M | Pair of Matched Pair Cables | 2 | PMCABLE1M | Pair of Matched Pair Cables | 2 | PMCABLE1M | Pair of Matched Pair Cables | 2 | PMCABLE1M | Pair of Matched Pair Cables | 2 | PMCABLE1M | Pair of Matched Pair Cables | 2 | PMCABLE1M | Pair of Matched Pair Cables | 2 | PMCABLE1M | Pair of Matched Pair Cables | 2 | PMCABLE1M | Pair of Matched Pair Cables | 2 | PMCABLE1M | Pair of Matched Pair Cables | 2 | PMCABLE1M | Pair of Matched Pair Cables | 2 | PMCABLE1M | Pair of Matched Pair Cables | 2 | PMCABLE1M | Pair of Matched Pair Cables | 2 | PMCABLE1M | Pair of Matched Pair Cables | 2 | PMCABLE1M | Pair of Matched Pair Cables | 2 | PMCABLE1M | Pair of Matched Pair Cables | 2 | PMCABLE1M | Pair of Matched Pair Cables | 2 | PMCABLE1M | Pair of Matched Pair Cables | 2 | PMCABLE1M | Pair of Matched Pair Cables | 2 | PMCABLE1M | Pair of Matched Pair Cables | 2 | PMCABLE1M | Pair of Matched Pair Cables | 2 | PMCABLE1M | Pair of Matched Pair Cables | 2 | PMCABLE1M | Pair of Matched Pair Cables | 2 | PMCABLE1M | Pair of Matched Pair Cables | 2 | PMCABLE1M | Pair of Matched Pair Cables | 2 | PMCABLE1M | Pair of Matched Pair Cables | 2 | PMCABLE1M | Pair of Matched Pair Cables | 2 | PMCABLE1M | Pair of Matched Pair Cables | 2 | PMCABLE1M | Pair of Matched Pair Cables | 2 | PMCABLE1M | Pair of Matched Pair Cables | 2 | PMCABLE1M | Pair of Matched Pair Cables | 2 | PMCABLE1M | Pair of Matched Pair Cables | 2 | PMCABLE1M | Pair of Matched Pair Cables | 2 | PMCABLE1M | Pair of Matched Pair Cables | 2 | PMCABLE1M | Pair of Matched Pair Cables | 2 | PMCABLE1M | Pair of Matched Pair Cables | 2 | PMCABLE1M | Pair of Matched Pair Cables | 2 | PMCABLE1M | Pair of Matched Pair Cables | 2 | PMCABLE1M | Pair of Matched Pair Cables | 2 | PMCABLE1M | Pair of Matched Pair Cables | 2 | PMCABLE1M | Pair of Matched Pair Cables | 2 | PMCABLE1M | Pair of Matched Pair Cables | 2 | PMCABLE1M | Pair of Matched Pair Cables | 2 | PMCABLE1M | Pair of Matched Pair Cables | 2 | PMCABLE1M | Pair of Matched Pair Cables | 2 | PMCABLE1M | Pair of Matched Pair Cables | 2 | PMCABLE1M | Pair of Matched Pair Cables | 2 | PMCABLE1M | Pair of Matched Pair Cables | 2 | PMCABLE1M | Pair of Matched Pair Cables | 2 | PMCABLE1M | Pair of Matched Pair Cables | 2 | PMCABLE1M | Pair of Matched Pair Cables | 2 | PMCABLE1M | Pair of Matched Pair Cables | 2 | PMCABLE1M | Pair of Matched Pair Cables | 2 | PMCABLE1M | Pair of Matched Pair Cables | 2 | PMCABLE1M | Pair of Matched Pair Cables | 2 | PMCABLE1M | Pair of Matched Pair Cables | 2 | PMCABLE1M | Pair of Matched Pair Cables | 2 | PMCABLE1M | Pair of Matched Pair Cables | 2 | PMCABLE1M | Pair of Matched Pair Cables | 2 | PMCABLE1M | Pair of Matched Pair Cables | 2 | PMCABLE1M | Pair of Matched Pair Cables | 2 | PMCABLE1M | Pair of Matched Pair Cables | 2 | PMCABLE1M | Pair of Matched Pair Cables | 2 | PMCABLE1M | Pair of Matched Pair Cables | 2 | PMCABLE1M | Pair of Matched Pair Cables | 2 | PMCABLE1M | Pair of Matched Pair Cables | 2 | PMCABLE1M | Pair of Matched Pair Cables | 2 | PMCABLE1M | Pair of Matched Pair Cables | 2 | PMCABLE1M | Pair of Matched Pair Cables | 2 | PMCABLE1M | Pair of Matched Pair Cables | 2 | PMCABLE1M | Pair of Matched Pair Cables | 2 | PMCABLE1M | Pair of Matched Pair Cables | 2 | PMCABLE1M | Pair of Matched Pair Cables | 2 | PMCABLE1M | Pair of Matched Pair Cables | 2 | PMCABLE1M | Pair of Matched Pair Cables | 2 | PMCABLE1M | Pair of Matched Pair Cables | 2 | PMCABLE1M | Pair of Matched Pair Cables | 2 | PMCABLE1M | Pair of Matched Pair Cables | 2 | PMCABLE1M | Pair of Matched Pair Cables | 2 | PMCABLE1M | Pair of Matched Pair Cables | 2 | PMCABLE1M | Pair of Matched Pair Cables | 2 | PMCABLE1M | Pair of Matched Pair Cables | 2 | PMCABLE1M | Pair of Matched Pair Cables | 2 | PMCABLE1M | Pair of Matched Pair Cables | 2 | PMCABLE1M | Pair of Matched Pair Cables | 2 | PMCABLE1M | Pair of Matched Pair Cables | 2 | PMCABLE1M | Pair of Matched Pair Cables | 2 | PMCABLE1M | Pair of Matched Pair Cables | 2 | PMCABLE1M | Pair of Matched Pair Cables | 2 | PMCABLE1M | Pair of Matched Pair Cables | 2 | PMCABLE1M | Pair of Matched Pair Cables | 2 | PMCABLE1M | Pair of Matched Pair Cables | 2 | PMCABLE1M | Pair of Matched Pair Cables | 2 | PMCABLE1M | Pair of Matched Pair Cables | 2 | PMCABLE1M | Pair of Matched Pair Cables | 2 | PMCABLE1M | Pair of Matched Pair Cables | 2 | PMCABLE1M | Pair of Matched Pair Cables | 2 | PMCABLE1M | Pair of Matched Pair Cables | 2 | PMCABLE1M | Pair of Matched Pair Cables | 2 | PMCABLE1M | Pair of Matched Pair Cables | 2 | PMCABLE1M | Pair of Matched Pair Cables | 2 | PMCABLE1M | Pair of Matched Pair Cables | 2 | PMCABLE1M | Pair of Matched Pair Cables | 2 | PMCABLE1M | Pair of Matched Pair Cables | 2 | PMCABLE1M | Pair of Matched Pair Cables | 2 | PMCABLE1M | Pair of Matched Pair Cables | 2 | PMCABLE1M | Pair of Matched Pair Cables | 2 | PMCABLE1M | Pair of Matched Pair Cables | 2 | PMCABLE1M | Pair of Matched Pair Cables | 2 | PMCABLE1M | Pair of Matched Pair Cables | 2 | PMCABLE1M | Pair of Matched Pair Cables | 2 | PMCABLE1M | Pair of Matched Pair Cables | 2 | PMCABLE1M | Pair of Matched Pair Cables | 2 | PMCABLE1M | Pair of Matched Pair Cables | 2 | PMCABLE1M | Pair of Matched Pair Cables | 2 | PMCABLE1M | Pair of Matched Pair Cables | 2 | PMCABLE1M | Pair of Matched Pair Cables | 2 | PMCABLE1M | Pair of Matched Pair Cables | 2 | PMCABLE1M | Pair of Matched Pair Cables | 2 | PMCABLE1M | Pair of Matched Pair Cables | 2 | PMCABLE1M | Pair of Matched Pair Cables | 2 | PMCABLE1M | Pair of Matched Pair Cables | 2 | PMCABLE1M | Pair of Matched Pair Cables | 2 | PMCABLE1M | Pair of Matched Pair Cables | 2 | PMCABLE1M | Pair of Matched Pair Cables | 2 | PMCABLE1M | Pair of Matched Pair Cables | 2 | PMCABLE1M | Pair of Matched Pair Cables | 2 | PMCABLE1M | Pair of Matched Pair Cables | 2 | PMCABLE1M | Pair of Matched Pair Cables | 2 | PMCABLE1M | Pair of Matched Pair Cables | 2 | PMCABLE1M | Pair of Matched Pair Cables | 2 | PMCABLE1M | Pair of Matched Pair Cables | 2 | PMCABLE1M | Pair of Matched Pair Cables | 2 | PMCABLE1M | Pair of Matched Pair Cables | 2 | PMCABLE1M | Pair of Matched Pair Cables | 2 | PMCABLE1M | Pair of Matched Pair Cables | 2 | PMCABLE1M | Pair of Matched Pair Cables | 2 | PMCABLE1M | Pair of Matched Pair Cables | 2 | PMCABLE1M | Pair of Matched Pair Cables | 2 | PMCABLE1M | Pair of Matched Pair Cables | 2 | PMCABLE1M | Pair of Matched Pair Cables | 2 | PMCABLE1M | Pair of Matched Pair Cables | 2 | PMCABLE1M | Pair of Matched Pair Cables | 2 | PMCABLE1M | Pair of Matched Pair Cables | 2 | PMCABLE1M | Pair of Matched Pair Cables | 2 | PMCABLE1M | Pair of Matched Pair Cables | 2 | PMCABLE1M | Pair of Matched Pair Cables | 2 | PMCABLE1M | Pair of Matched Pair Cables | 2 | PMCABLE1M | Pair of Matched Pair Cables | 2 | PMCABLE1M | Pair of Matched Pair Cables | 2 | PMCABLE1M | Pair of Matched Pair Cables | 2 | PMCABLE1M | Pair of Matched Pair Cables | 2 | PMCABLE1M | Pair of Matched Pair Cables | 2 | PMCABLE1M | Pair of Matched Pair Cables | 2 | PMCABLE1M | Pair of Matched Pair Cables | 2 | PMCABLE1M | Pair of Matched Pair Cables | 2 | PMCABLE1M | Pair of Matched Pair Cables | 2 | PMCABLE1M | Pair of Matched Pair Cables | 2 | PMCABLE1M | Pair of Matched Pair Cables | 2 | PMCABLE1M | Pair of Matched Pair Cables | 2 | PMCABLE1M | Pair of Matched Pair Cables | 2 | PMCABLE1M | Pair of Matched Pair Cables | 2 | PMCABLE1M | Pair of Matched Pair Cables | 2 | PMCABLE1M | Pair of Matched Pair Cables | 2 | PMCABLE1M | Pair of Matched Pair Cables | 2 | PMCABLE1M | Pair of Matched Pair Cables | 2 | PMCABLE1M | Pair of Matched Pair Cables | 2 | PMCABLE1M | Pair of Matched Pair Cables | 2 | PMCABLE1M | Pair of Matched Pair Cables | 2 | PMCABLE1M | Pair of Matched Pair Cables | 2 | PMCABLE1M | Pair of Matched Pair Cables | 2 | PMCABLE1M | Pair of Matched Pair Cables | 2 | PMCABLE1M | Pair of Matched Pair Cables | 2 | PMCABLE1M | Pair of Matched Pair Cables | 2 | PMCABLE1M | Pair of Matched Pair Cables | 2 | PMCABLE1M | Pair of Matched Pair Cables | 2 | PMCABLE1M | Pair of Matched Pair Cables | 2 | PMCABLE1M | Pair of Matched Pair Cables | 2 | PMCABLE1M | Pair of Matched Pair Cables | 2 | PMCABLE1M | Pair of Matched Pair Cables | 2 | PMCABLE1M | Pair of Matched Pair Cables | 2 | PMCABLE1M | Pair of Matched Pair Cables | 2 | PMCABLE1M | Pair of Matched Pair Cables | 2 | PMCABLE1M | Pair of Matched Pair Cables | 2 | PMCABLE1M | Pair of Matched Pair Cables | 2 | PMCABLE1M | Pair of Matched Pair Cables | 2 | PMCABLE1M | Pair of Matched Pair Cables | 2 | PMCABLE1M | Pair of Matched Pair Cables | 2 | PMCABLE1M | Pair of Matched Pair Cables | 2 | PMCABLE1M | Pair of Matched Pair Cables | 2 | PMCABLE1M | Pair of Matched Pair Cables | 2 | PMCABLE1M | Pair of Matched Pair Cables | 2 | PMCABLE1M | Pair of Matched Pair Cables | 2 | PMCABLE1M | Pair of Matched Pair Cables | 2 | PMCABLE1M | Pair of Matched Pair Cables | 2 | PMCABLE1M | Pair of Matched Pair Cables | 2 | PMCABLE1M | Pair of Matched Pair Cables | 2 | PMCABLE1M | Pair of Matched Pair Cables | 2 | PMCABLE1M | Pair of Matched Pair Cables | 2 | PMCABLE1M | Pair of Matched Pair Cables | 2 | PMCABLE1M | Pair of Matched Pair Cables | 2 | PMCABLE1M | Pair of Matched Pair Cables | 2 | PMCABLE1M | Pair of Matched Pair Cables | 2 | PMCABLE1M | Pair of Matched Pair Cables | 2 | PMCABLE1M | Pair of Matched Pair Cables | 2 | PMCABLE1M | Pair of Matched Pair Cables | 2 | PMCABLE1M | Pair of Matched Pair Cables | 2 | PMCABLE1M | Pair of Matched Pair Cables | 2 | PMCABLE1M | Pair of Matched Pair Cables | 2 | PMCABLE1M | Pair of Matched Pair Cables | 2 | PMCABLE1M | Pair of Matched Pair Cables | 2 | PMCABLE1M | Pair of Matched Pair Cables | 2 | PMCABLE1M | Pair of Matched Pair Cables | 2 | PMCABLE1M | Pair of Matched Pair Cables | 2 | PMCABLE1M | Pair of Matched Pair Cables | 2 | PMCABLE1M | Pair of Matched Pair Cables | 2 | PMCABLE1M | Pair of Matched Pair Cables | 2 | PMCABLE1M | Pair of Matched Pair Cables | 2 | PMCABLE1M | Pair of Matched Pair Cables | 2 | PMCABLE1M | Pair of Matched Pair Cables | 2 | PMCABLE1M | Pair of Matched Pair Cables | 2 | PMCABLE1M | Pair of Matched Pair Cables | 2 | PMCABLE1M | Pair of Matched Pair Cables | 2 | PMCABLE1M | Pair of Matched Pair Cables | 2 | PMCABLE1M | Pair of Matched Pair Cables | 2 | PMCABLE1M | Pair of Matched Pair Cables | 2 | PMCABLE1M | Pair of Matched Pair Cables | 2 | PMCABLE1M | Pair of Matched Pair Cables | 2 | PMCABLE1M | Pair of Matched Pair Cables | 2 | PMCABLE1M | Pair of Matched Pair Cables | 2 | PMCABLE1M | Pair of Matched Pair Cables | 2 | PMCABLE1M | Pair of Matched Pair Cables | 2 | PMCABLE1M | Pair of Matched Pair Cables | 2 | PMCABLE1M | Pair of Matched Pair Cables | 2 | PMCABLE1M | Pair of Matched Pair Cables | 2 | PMCABLE1M | Pair of Matched Pair Cables | 2 | PMCABLE1M | Pair of Matched Pair Cables | 2 | PMCABLE1M | Pair of Matched Pair Cables | 2 | PMCABLE1M | Pair of Matched Pair Cables | 2 | PMCABLE1M | Pair of Matched Pair Cables | 2 | PMCABLE1M | Pair of Matched Pair Cables | 2 | PMCABLE1M | Pair of Matched Pair Cables | 2 | PMCABLE1M | Pair of Matched Pair Cables | 2 | PMCABLE1M | Pair of Matched Pair Cables | 2 | PMCABLE1M | Pair of Matched Pair Cables | 2 | PMCABLE1M | Pair of Matched Pair Cables | 2 | PMCABLE1M | Pair of Matched Pair Cables | 2 | PMCABLE1M | Pair of Matched Pair Cables | 2 | PMCABLE1M | Pair of Matched Pair Cables | 2 | PMCABLE1M | Pair of Matched Pair Cables | 2 | PMCABLE1M | Pair of Matched Pair Cables | 2 | PMCABLE1M | Pair of Matched Pair Cables | 2 | PMCABLE1M | Pair of Matched Pair Cables | 2 | PMCABLE1M | Pair of Matched Pair Cables | 2 | PMCABLE1M | Pair of Matched Pair Cables | 2 | PMCABLE1M | Pair of Matched Pair Cables | 2 | PMCABLE1M | Pair of Matched Pair Cables | 2 | PMCABLE1M | Pair of Matched Pair Cables | 2 | PMCABLE1M | Pair of Matched Pair Cables | 2 | PMCABLE1M | Pair of Matched Pair Cables | 2 | PMCABLE1M | Pair of Matched Pair Cables | 2 | PMCABLE1M | Pair of Matched Pair Cables | 2 | PMCABLE1M | Pair of Matched Pair Cables | 2 | PMCABLE1M | Pair of Matched Pair Cables | 2 | PMCABLE1M | Pair of Matched Pair Cables | 2 | PMCABLE1M | Pair of Matched Pair Cables | 2 | PMCABLE1M | Pair of Matched Pair Cables | 2 | PMCABLE1M | Pair of Matched Pair Cables | 2 | PMCABLE1M | Pair of Matched Pair Cables | 2 | PMCABLE1M | Pair of Matched Pair Cables | 2 | PMCABLE1M | Pair of Matched Pair Cables | 2 | PMCABLE1M | Pair of Matched Pair Cables | 2 | PMCABLE1M | Pair of Matched Pair Cables | 2 | PMCABLE1M | Pair of Matched Pair Cables | 2 | PMCABLE1M | Pair of Matched Pair Cables | 2 | PMCABLE1M | Pair of Matched Pair Cables | 2 | PMCABLE1M | Pair of Matched Pair Cables | 2 | PMCABLE1M | Pair of Matched Pair Cables | 2 | PMCABLE1M | Pair of Matched Pair Cables | 2 | PMCABLE1M | Pair of Matched Pair Cables | 2 | PMCABLE1M | Pair of Matched Pair Cables | 2 | PMCABLE1M | Pair of Matched Pair Cables | 2 | PMCABLE1M | Pair of Matched Pair Cables | 2 | PMCABLE1M | Pair of Matched Pair Cables | 2 | PMCABLE1M | Pair of Matched Pair Cables | 2 | PMCABLE1M | Pair of Matched Pair Cables | 2 | PMCABLE1M | Pair of Matched Pair Cables | 2 | PMCABLE1M | Pair of Matched Pair Cables | 2 | PMCABLE1M | Pair of Matched Pair Cables | 2 | PMCABLE1M | Pair of Matched Pair Cables | 2 | PMCABLE1M | Pair of Matched Pair Cables | 2 | PMCABLE1M | Pair of Matched Pair Cables | 2 | PMCABLE1M | Pair of Matched Pair Cables | 2 | PMCABLE1M | Pair of Matched Pair Cables | 2 | PMCABLE1M | Pair of Matched Pair Cables | 2 | PMCABLE1M | Pair of Matched Pair Cables | 2 | PMCABLE1M | Pair of Matched Pair Cables | 2 | PMCABLE1M | Pair of Matched Pair Cables | 2 | PMCABLE1M | Pair of Matched Pair Cables | 2 | PMCABLE1M | Pair of Matched Pair Cables | 2 | PMCABLE1M | Pair of Matched Pair Cables | 2 | PMCABLE1M | Pair of Matched Pair Cables | 2 | PMCABLE1M | Pair of Matched Pair Cables | 2 | PMCABLE1M | Pair of Matched Pair Cables | 2 | PMCABLE1M | Pair of Matched Pair Cables | 2 | PMCABLE1M | Pair of Matched Pair Cables | 2 | PMCABLE1M | Pair of Matched Pair Cables | 2 | PMCABLE1M | Pair of Matched Pair Cables | 2 | PMCABLE1M | Pair of Matched Pair Cables | 2 | PMCABLE1M | Pair of Matched Pair Cables | 2 | PMCABLE1M | Pair of Matched Pair Cables | 2 | PMCABLE1M | Pair of Matched Pair Cables | 2 | PMCABLE1M | Pair of Matched Pair Cables | 2 | PMCABLE1M | Pair of Matched Pair Cables | 2 | PMCABLE1M | Pair of Matched Pair Cables | 2 | PMCABLE1M | Pair of Matched Pair Cables | 2 | PMCABLE1M | Pair of Matched Pair Cables | 2 | PMCABLE1M | Pair of Matched Pair Cables | 2 | PMCABLE1M | Pair of Matched Pair Cables | 2 | PMCABLE1M | Pair of Matched Pair Cables | 2 | PMCABLE1M | Pair of Matched Pair Cables | 2 | PMCABLE1M | Pair of Matched Pair Cables | 2 | PMCABLE1M | Pair of Matched Pair Cables | 2 | PMCABLE1M | Pair of Matched Pair Cables | 2 | PMCABLE1M | Pair of Matched Pair Cables | 2 | PMCABLE1M | Pair of Matched Pair Cables | 2 | PMCABLE1M | Pair of Matched Pair Cables | 2 | PMCABLE1M | Pair of Matched Pair Cables | 2 | PMCABLE1M | Pair of Matched Pair Cables | 2 | PMCABLE1M | Pair of Matched Pair Cables | 2 | PMCABLE1M | Pair of Matched Pair Cables | 2 | PMCABLE1M | Pair of Matched Pair Cables | 2 | PMCABLE1M | Pair of Matched Pair Cables | 2 | PMCABLE1M | Pair of Matched Pair Cables | 2 | PMCABLE1M | Pair of Matched Pair Cables | 2 | PMCABLE1M | Pair of Matched Pair Cables | 2 | PMCABLE1M | Pair of Matched Pair Cables | 2 | PMCABLE1M | Pair of Matched Pair Cables | 2 | PMCABLE1M | Pair of Matched Pair Cables | 2 | PMCABLE1M | Pair of Matched Pair Cables | 2 | PMCABLE1M | Pair of Matched Pair Cables | 2 | PMCABLE1M | Pair of Matched Pair Cables | 2 | PMCABLE1M | Pair of Matched Pair Cables | 2 | PMCABLE1M | Pair of Matched Pair Cables | 2 | PMCABLE1M | Pair of Matched Pair Cables | 2 | PMCABLE1M | Pair of Matched Pair Cables | 2 | PMCABLE1M | Pair of Matched Pair Cables | 2 | PMCABLE1M | Pair of Matched Pair Cables | 2 | PMCABLE1M | Pair of Matched Pair Cables | 2 | PMCABLE1M | Pair of Matched Pair Cables | 2 | PMCABLE1M | Pair of Matched Pair Cables | 2 | PMCABLE1M | Pair of Matched Pair Cables | 2 | PMCABLE1M | Pair of Matched Pair Cables | 2 | PMCABLE1M | Pair of Matched Pair Cables | 2 | PMCABLE1M | Pair of Matched Pair Cables | 2 | PMCABLE1M | Pair of Matched Pair Cables | 2 | PMCABLE1M | Pair of Matched Pair Cables | 2 | PMCABLE1M | Pair of Matched Pair Cables | 2 | PMCABLE1M | Pair of Matched Pair Cables | 2 | PMCABLE1M | Pair of Matched Pair Cables | 2 | PMCABLE1M | Pair of Matched Pair Cables | 2 | PMCABLE1M | Pair of Matched Pair Cables | 2 | PMCABLE1M | Pair of Matched Pair Cables | 2 | PMCABLE1M | Pair of Matched Pair Cables | 2 | PMCABLE1M | Pair of Matched Pair Cables | 2 | PMCABLE1M | Pair of Matched Pair Cables | 2 | PMCABLE1M | Pair of Matched Pair Cables | 2 | PMCABLE1M | Pair of Matched Pair Cables | 2 | PMCABLE1M | Pair of Matched Pair Cables | 2 | PMCABLE1M | Pair of Matched Pair Cables | 2 | PMCABLE1M | Pair of Matched Pair Cables | 2 | PMCABLE1M | Pair of Matched Pair Cables | 2 | PMCABLE1M | Pair of Matched Pair Cables | 2 | PMCABLE1M | Pair of Matched Pair Cables | 2 | PMCABLE1M | Pair of Matched Pair Cables | 2 | PMCABLE1M | Pair of Matched Pair Cables | 2 | PMCABLE1M | Pair of Matched Pair Cables | 2 | PMCABLE1M | Pair of Matched Pair Cables | 2 | PMCABLE1M | Pair of Matched Pair Cables | 2 | PMCABLE1M | Pair of Matched Pair Cables | 2 | PMCABLE1M | Pair of Matched Pair Cables | 2 | PMCABLE1M | Pair of Matched Pair Cables | 2 | PMCABLE1M | Pair of Matched Pair Cables | 2 | PMCABLE1M | Pair of Matched Pair Cables | 2 | PMCABLE1M | Pair of Matched Pair Cables | 2 | PMCABLE1M | Pair of Matched Pair Cables | 2 | PMCABLE1M | Pair of Matched Pair Cables | 2 | PMCABLE1M | Pair of Matched Pair Cables | 2 | PMCABLE1M | Pair of Matched Pair Cables | 2 | PMCABLE1M | Pair of Matched Pair Cables | 2 | PMCABLE1M | Pair of Matched Pair Cables | 2 | PMCABLE1M | Pair of Matched Pair Cables | 2 | PMCABLE1M | Pair of Matched Pair Cables | 2 | PMCABLE1M | Pair of Matched Pair Cables | 2 | PMCABLE1M | Pair of Matched Pair Cables | 2 | PMCABLE1M | Pair of Matched Pair Cables | 2 | PMCABLE1M | Pair of Matched Pair Cables | 2 | PMCABLE1M | Pair of Matched Pair Cables | 2 | PMCABLE1M | Pair of Matched Pair Cables | 2 | PMCABLE1M | Pair of Matched Pair Cables | 2 | PMCABLE1M | Pair of Matched Pair Cables | 2 | PMCABLE1M | Pair of Matched Pair Cables | 2 | PMCABLE1M | Pair of Matched Pair Cables | 2 | PMCABLE1M | Pair of Matched Pair Cables | 2 | PMCABLE1M | Pair of Matched Pair Cables | 2 | PMCABLE1M | Pair of Matched Pair Cables | 2 | PMCABLE1M | Pair of Matched Pair Cables | 2 | PMCABLE1M | Pair of Matched Pair Cables | 2 | PMCABLE1M | Pair of Matched Pair Cables | 2 | PMCABLE1M | Pair of Matched Pair Cables | 2 | PMCABLE1M | Pair of Matched Pair Cables | 2 | PMCABLE1M | Pair of Matched Pair Cables | 2 | PMCABLE1M | Pair of Matched Pair Cables | 2 | PMCABLE1M | Pair of Matched Pair Cables | 2 | PMCABLE1M | Pair of Matched Pair Cables | 2 | PMCABLE1M | Pair of Matched Pair Cables | 2 | PMCABLE1M | Pair of Matched Pair Cables | 2 | PMCABLE1M | Pair of Matched Pair Cables | 2 | PMCABLE1M | Pair of Matched Pair Cables | 2 | PMCABLE1M | Pair of Matched Pair Cables | 2 | PMCABLE1M | Pair of Matched Pair Cables | 2 | PMCABLE1M | Pair of Matched Pair Cables | 2 | PMCABLE1M | Pair of Matched Pair Cables | 2 | PMCABLE1M | Pair of Matched Pair Cables | 2 | PMCABLE1M | Pair of Matched Pair Cables | 2 | PMCABLE1M | Pair of Matched Pair Cables | 2 | PMCABLE1M | Pair of Matched Pair Cables | 2 | PMCABLE1M | Pair of Matched Pair Cables | 2 | PMCABLE1M | Pair of Matched Pair Cables | 2 | PMCABLE1M | Pair of Matched Pair Cables | 2 | PMCABLE1M | Pair of Matched Pair Cables | 2 | PMCABLE1M | Pair of Matched Pair Cables | 2 | PMCABLE1M | Pair of Matched Pair Cables | 2 | PMCABLE1M | Pair of Matched Pair Cables | 2 | PMCABLE1M | Pair of Matched Pair Cables | 2 | PMCABLE1M | Pair of Matched Pair Cables | 2 | PMCABLE1M | Pair of Matched Pair Cables | 2 | PMCABLE1M | Pair of Matched Pair Cables | 2 | PMCABLE1M | Pair of Matched Pair Cables | 2 | PMCABLE1M | Pair of Matched Pair Cables | 2 | PMCABLE1M | Pair of Matched Pair Cables | 2 | PMCABLE1M | Pair of Matched Pair Cables | 2 | PMCABLE1M | Pair of Matched Pair Cables | 2 | PMCABLE1M | Pair of Matched Pair Cables | 2 | PMCABLE1M | Pair of Matched Pair Cables | 2 | PMCABLE1M | Pair of Matched Pair Cables | 2 | PMCABLE1M | Pair of Matched Pair Cables | 2 | PMCABLE1M | Pair of Matched Pair Cables | 2 | PMCABLE1M | Pair of Matched Pair Cables | 2 | PMCABLE1M | Pair of Matched Pair Cables | 2 | PMCABLE1M | Pair of Matched Pair Cables
OR
4 | P7716 |  | 16 GHz TriMode Probe with TekFlex connector technology, TekConnect interface | This allows customer to do all 4 lanes using a differential probe.
4 | P77C292MM |  | 2.92mm Coaxial Tip with TekFlex connector technology, 20 GHz, Range: 1.2Vpp per side
1 | P77DESKEW |  | Deskew fixture for P7700 series probes (USB power cable included)
OR
1 | S46T-18-BBBB-00000000 |  | Keithley RF switch, 18GHz with four SP6T relays | This allows user to do 4 lane testing using direct SMA.
6 | PMCABLE1M |  | Pair of Matched Pair Cables
1 | SWX-DP/DPOFL-SWX-DP/DPOFT-SWX-DP |  | Switch Matrix option for DisplayPort testing
AND
Additional Required Hardware: NOT AVAILABLE ON TEK WEBSITE
Quantity | Product | Model | Manufacturer | Notes
1 | Aux Controller | DPR-100 | Unigraf
1 | Alt Mode Controller | GRL-USB-PD-C2 | Granite River Labs | If Testing "Type-C" connector